## ICMS2 Building
Unique ID | Project Scope | Cost Category (Level 2) | Cost Group (Level 3) | Cost Sub-Group (Level 4) | Cost Sub Sub-Group (Level 5) | Cost Category (Level 2) | Cost Group (Level 3) | Cost Sub-Group (Level 4) | Cost Sub Sub-Group (Level 5)
01.1.00.000.000 | 01 | 1 | 00 | 000 | 000 | Acquisition Costs (AC) |  |  |  |  | 1.00.000 | 0
01.1.01.000.000 | 01 | 1 | 01 | 000 | 000 | Acquisition Costs (AC) | Site acquisition |  |  |  | 1.01.000 | 0
01.1.01.010.000 | 01 | 1 | 01 | 010 | 000 | Acquisition Costs (AC) | Site acquisition | Costs and premium required to procure site |  |  | 1.01.010 | 0
01.1.01.020.000 | 01 | 1 | 01 | 020 | 000 | Acquisition Costs (AC) | Site acquisition | Compensation to existing occupiers |  |  | 1.01.020 | 0
01.1.01.030.000 | 01 | 1 | 01 | 030 | 000 | Acquisition Costs (AC) | Site acquisition | Demolition, removal and modification of existing properties by way of payment to existing owners instead of carrying out physical work |  |  | 1.01.030 | 0
01.1.01.040.000 | 01 | 1 | 01 | 040 | 000 | Acquisition Costs (AC) | Site acquisition | Contributions for the preservation of heritage, culture and environment |  |  | 1.01.040 | 0
01.1.01.050.000 | 01 | 1 | 01 | 050 | 000 | Acquisition Costs (AC) | Site acquisition | Related fees to agents, lawyers, and the like |  |  | 1.01.050 | 0
01.1.01.060.000 | 01 | 1 | 01 | 060 | 000 | Acquisition Costs (AC) | Site acquisition | Related taxes and statutory charges |  |  | 1.01.060 | 0
01.1.02.000.000 | 01 | 1 | 02 | 000 | 000 | Acquisition Costs (AC) | Administrative, finance, legal and marketing expenses |  |  |  | 1.02.000 | 0
01.1.02.010.000 | 01 | 1 | 02 | 010 | 000 | Acquisition Costs (AC) | Administrative, finance, legal and marketing expenses | Client’s general office overheads |  |  | 1.02.010 | 0
01.1.02.020.000 | 01 | 1 | 02 | 020 | 000 | Acquisition Costs (AC) | Administrative, finance, legal and marketing expenses | Client’s project-specific administrative expenses |  |  | 1.02.020 | 0
01.1.02.020.010 | 01 | 1 | 02 | 020 | 010 | Acquisition Costs (AC) | Administrative, finance, legal and marketing expenses | Client’s project-specific administrative expenses | in-house project management and design team |  | 1.02.020 | 0
01.1.02.020.020 | 01 | 1 | 02 | 020 | 020 | Acquisition Costs (AC) | Administrative, finance, legal and marketing expenses | Client’s project-specific administrative expenses | supporting project staff |  | 1.02.020 | 0
01.1.02.020.030 | 01 | 1 | 02 | 020 | 030 | Acquisition Costs (AC) | Administrative, finance, legal and marketing expenses | Client’s project-specific administrative expenses | project office venue, furniture and equipment if not included in Constructor’s preliminaries ¦ site overheads |  | 1.02.020 | 0
01.1.02.020.040 | 01 | 1 | 02 | 020 | 040 | Acquisition Costs (AC) | Administrative, finance, legal and marketing expenses | Client’s project-specific administrative expenses | stores and workshops |  | 1.02.020 | 0
01.1.02.020.050 | 01 | 1 | 02 | 020 | 050 | Acquisition Costs (AC) | Administrative, finance, legal and marketing expenses | Client’s project-specific administrative expenses | safety and insurances |  | 1.02.020 | 0
01.1.02.020.060 | 01 | 1 | 02 | 020 | 060 | Acquisition Costs (AC) | Administrative, finance, legal and marketing expenses | Client’s project-specific administrative expenses | staff training |  | 1.02.020 | 0
01.1.02.020.070 | 01 | 1 | 02 | 020 | 070 | Acquisition Costs (AC) | Administrative, finance, legal and marketing expenses | Client’s project-specific administrative expenses | accommodation and travelling expenses for in-house team and external parties |  | 1.02.020 | 0
01.1.02.030.000 | 01 | 1 | 02 | 030 | 000 | Acquisition Costs (AC) | Administrative, finance, legal and marketing expenses | Interest and finance costs |  |  | 1.02.030 | 0
01.1.02.040.000 | 01 | 1 | 02 | 040 | 000 | Acquisition Costs (AC) | Administrative, finance, legal and marketing expenses | Legal expenses |  |  | 1.02.040 | 0
01.1.02.050.000 | 01 | 1 | 02 | 050 | 000 | Acquisition Costs (AC) | Administrative, finance, legal and marketing expenses | Accounting expenses |  |  | 1.02.050 | 0
01.1.02.060.000 | 01 | 1 | 02 | 060 | 000 | Acquisition Costs (AC) | Administrative, finance, legal and marketing expenses | Sales, leasing, marketing, advertising and promotional expenses |  |  | 1.02.060 | 0
01.1.02.070.000 | 01 | 1 | 02 | 070 | 000 | Acquisition Costs (AC) | Administrative, finance, legal and marketing expenses | Taxes and statutory charges related to sales and lease |  |  | 1.02.070 | 0
01.1.02.080.000 | 01 | 1 | 02 | 080 | 000 | Acquisition Costs (AC) | Administrative, finance, legal and marketing expenses | License and permit charges for operation and use |  |  | 1.02.080 | 0
01.2.00.000.000 | 01 | 2 | 00 | 000 | 000 | Construction Costs |  |  |  |  | 2.00.000 | 0
01.2.01.000.000 | 01 | 2 | 01 | 000 | 000 | Construction Costs | Demolition, site preparation and formation |  |  |  | 2.01.000 | 0
01.2.01.010.000 | 01 | 2 | 01 | 010 | 000 | Construction Costs | Demolition, site preparation and formation | Site survey and ground investigation |  |  | 2.01.010 | 1
01.2.01.020.000 | 01 | 2 | 01 | 020 | 000 | Construction Costs | Demolition, site preparation and formation | Environmental treatment |  |  | 2.01.020 | 13
01.2.01.030.000 | 01 | 2 | 01 | 030 | 000 | Construction Costs | Demolition, site preparation and formation | Sampling of hazardous or useful materials or conditions |  |  | 2.01.030 | 0
01.2.01.040.000 | 01 | 2 | 01 | 040 | 000 | Construction Costs | Demolition, site preparation and formation | Temporary fencing |  |  | 2.01.040 | 0
01.2.01.050.000 | 01 | 2 | 01 | 050 | 000 | Construction Costs | Demolition, site preparation and formation | Demolition of existing buildings and support to adjacent structures |  |  | 2.01.050 | 0
01.2.01.060.000 | 01 | 2 | 01 | 060 | 000 | Construction Costs | Demolition, site preparation and formation | Site surface clearance (clearing, grubbing, topsoil stripping, tree felling, minor earthwork, removal) |  |  | 2.01.060 | 0
01.2.01.070.000 | 01 | 2 | 01 | 070 | 000 | Construction Costs | Demolition, site preparation and formation | Tree transplant |  |  | 2.01.070 | 0
01.2.01.080.000 | 01 | 2 | 01 | 080 | 000 | Construction Costs | Demolition, site preparation and formation | Site formation and slope treatment |  |  | 2.01.080 | 2
01.2.01.090.000 | 01 | 2 | 01 | 090 | 000 | Construction Costs | Demolition, site preparation and formation | Temporary surface drainage and dewatering |  |  | 2.01.090 | 3
01.2.01.100.000 | 01 | 2 | 01 | 100 | 000 | Construction Costs | Demolition, site preparation and formation | Temporary protection, diversion and relocation of public utilities |  |  | 2.01.100 | 9
01.2.01.110.000 | 01 | 2 | 01 | 110 | 000 | Construction Costs | Demolition, site preparation and formation | Erosion control |  |  | 2.01.110 | 0
01.2.02.000.000 | 01 | 2 | 02 | 000 | 000 | Construction Costs | Substructure |  |  |  | 2.02.000 | 2
01.2.02.010.000 | 01 | 2 | 02 | 010 | 000 | Construction Costs | Substructure | Foundation piling and underpinning |  |  | 2.02.010 | 22
01.2.02.010.010 | 01 | 2 | 02 | 010 | 010 | Construction Costs | Substructure | Foundation piling and underpinning | mobilisation and demobilisation |  | 2.02.010 | 22
01.2.02.010.020 | 01 | 2 | 02 | 010 | 020 | Construction Costs | Substructure | Foundation piling and underpinning | trial piles and caisson |  | 2.02.010 | 22
01.2.02.010.030 | 01 | 2 | 02 | 010 | 030 | Construction Costs | Substructure | Foundation piling and underpinning | permanent piles and caisson |  | 2.02.010 | 22
01.2.02.010.040 | 01 | 2 | 02 | 010 | 040 | Construction Costs | Substructure | Foundation piling and underpinning | pile and caisson testing |  | 2.02.010 | 22
01.2.02.010.050 | 01 | 2 | 02 | 010 | 050 | Construction Costs | Substructure | Foundation piling and underpinning | underpinning |  | 2.02.010 | 22
01.2.02.020.000 | 01 | 2 | 02 | 020 | 000 | Construction Costs | Substructure | Foundations up to top of lowest floor slabs |  |  | 2.02.020 | 19
01.2.02.020.010 | 01 | 2 | 02 | 020 | 010 | Construction Costs | Substructure | Foundations up to top of lowest floor slabs | excavation and disposal |  | 2.02.020 | 19
01.2.02.020.020 | 01 | 2 | 02 | 020 | 020 | Construction Costs | Substructure | Foundations up to top of lowest floor slabs | lateral supports |  | 2.02.020 | 19
01.2.02.020.030 | 01 | 2 | 02 | 020 | 030 | Construction Costs | Substructure | Foundations up to top of lowest floor slabs | raft footings, pile caps, column bases, wall footings, strap beams, tie beams |  | 2.02.020 | 19
01.2.02.020.040 | 01 | 2 | 02 | 020 | 040 | Construction Costs | Substructure | Foundations up to top of lowest floor slabs | substructure walls and columns |  | 2.02.020 | 19
01.2.02.020.050 | 01 | 2 | 02 | 020 | 050 | Construction Costs | Substructure | Foundations up to top of lowest floor slabs | lowest floor slabs and beams (excluding basement bottom slabs) |  | 2.02.020 | 19
01.2.02.020.060 | 01 | 2 | 02 | 020 | 060 | Construction Costs | Substructure | Foundations up to top of lowest floor slabs | lift pits |  | 2.02.020 | 19
01.2.02.020.070 | 01 | 2 | 02 | 020 | 070 | Construction Costs | Substructure | Foundations up to top of lowest floor slabs | composite or prefabricated work |  | 2.02.020 | 19
01.2.02.030.000 | 01 | 2 | 02 | 030 | 000 | Construction Costs | Substructure | Basement sides and bottom |  |  | 2.02.030 | 9
01.2.02.030.010 | 01 | 2 | 02 | 030 | 010 | Construction Costs | Substructure | Basement sides and bottom | excavation and disposal |  | 2.02.030 | 9
01.2.02.030.020 | 01 | 2 | 02 | 030 | 020 | Construction Costs | Substructure | Basement sides and bottom | lateral supports |  | 2.02.030 | 9
01.2.02.030.030 | 01 | 2 | 02 | 030 | 030 | Construction Costs | Substructure | Basement sides and bottom | bottom slabs and blinding |  | 2.02.030 | 9
01.2.02.030.040 | 01 | 2 | 02 | 030 | 040 | Construction Costs | Substructure | Basement sides and bottom | sides |  | 2.02.030 | 9
01.2.02.030.050 | 01 | 2 | 02 | 030 | 050 | Construction Costs | Substructure | Basement sides and bottom | vertical waterproof tanking, drainage blanket, drains and skin wall |  | 2.02.030 | 9
01.2.02.030.060 | 01 | 2 | 02 | 030 | 060 | Construction Costs | Substructure | Basement sides and bottom | horizontal waterproof tanking, drainage blanket, drains and topping slab |  | 2.02.030 | 9
01.2.02.030.070 | 01 | 2 | 02 | 030 | 070 | Construction Costs | Substructure | Basement sides and bottom | insulation |  | 2.02.030 | 9
01.2.02.030.080 | 01 | 2 | 02 | 030 | 080 | Construction Costs | Substructure | Basement sides and bottom | lift pits, sump pits, sleeves. |  | 2.02.030 | 9
01.2.02.030.090 | 01 | 2 | 02 | 030 | 090 | Construction Costs | Substructure | Basement sides and bottom | composite or prefabricated work |  | 2.02.030 | 9
01.2.03.000.000 | 01 | 2 | 03 | 000 | 000 | Construction Costs | Structure |  |  |  | 2.03.000 | 1
01.2.03.010.000 | 01 | 2 | 03 | 010 | 000 | Construction Costs | Structure | Structural removal and alterations |  |  | 2.03.010 | 14
01.2.03.020.000 | 01 | 2 | 03 | 020 | 000 | Construction Costs | Structure | Basement suspended floors (up to top of ground floor slabs) |  |  | 2.03.020 | 26
01.2.03.020.010 | 01 | 2 | 03 | 020 | 010 | Construction Costs | Structure | Basement suspended floors (up to top of ground floor slabs) | structural walls and columns |  | 2.03.020 | 26
01.2.03.020.020 | 01 | 2 | 03 | 020 | 020 | Construction Costs | Structure | Basement suspended floors (up to top of ground floor slabs) | beams and slabs |  | 2.03.020 | 26
01.2.03.020.030 | 01 | 2 | 03 | 020 | 030 | Construction Costs | Structure | Basement suspended floors (up to top of ground floor slabs) | staircases |  | 2.03.020 | 26
01.2.03.030. | 01 | 2 | 03 | 030 |  | Construction Costs | Structure | Frames and slabs (above top of ground floor slabs) |  |  | 2.03.030 | 108
01.2.03.030.010 | 01 | 2 | 03 | 030 | 010 | Construction Costs | Structure | Frames and slabs (above top of ground floor slabs) | structural walls and columns |  | 2.03.030 | 108
01.2.03.030.020 | 01 | 2 | 03 | 030 | 020 | Construction Costs | Structure | Frames and slabs (above top of ground floor slabs) | upper floor beams and slabs |  | 2.03.030 | 108
01.2.03.030.030 | 01 | 2 | 03 | 030 | 030 | Construction Costs | Structure | Frames and slabs (above top of ground floor slabs) | roof beams and slabs |  | 2.03.030 | 108
01.2.03.030.040 | 01 | 2 | 03 | 030 | 040 | Construction Costs | Structure | Frames and slabs (above top of ground floor slabs) | staircases |  | 2.03.030 | 108
01.2.03.030.050 | 01 | 2 | 03 | 030 | 050 | Construction Costs | Structure | Frames and slabs (above top of ground floor slabs) | fireproofing to steel structure |  | 2.03.030 | 108
01.2.03.040.000 | 01 | 2 | 03 | 040 | 000 | Construction Costs | Structure | Tanks, pools, sundries |  |  | 2.03.040 | 0
01.2.03.050.000 | 01 | 2 | 03 | 050 | 000 | Construction Costs | Structure | Composite or prefabricated work |  |  | 2.03.050 | 0
01.2.04.000.000 | 01 | 2 | 04 | 000 | 000 | Construction Costs | Architectural works ¦ Non-structural works |  |  |  | 2.04.000 | 0
01.2.04.010.000 | 01 | 2 | 04 | 010 | 000 | Construction Costs | Architectural works ¦ Non-structural works | Non-structural removal and alterations |  |  | 2.04.010 | 20
01.2.04.020.000 | 01 | 2 | 04 | 020 | 000 | Construction Costs | Architectural works ¦ Non-structural works | External elevations |  |  | 2.04.020 | 203
01.2.04.020.010 | 01 | 2 | 04 | 020 | 010 | Construction Costs | Architectural works ¦ Non-structural works | External elevations | non-structural external walls and features |  | 2.04.020 | 203
01.2.04.020.020 | 01 | 2 | 04 | 020 | 020 | Construction Costs | Architectural works ¦ Non-structural works | External elevations | external wall finishes except cladding |  | 2.04.020 | 203
01.2.04.020.030 | 01 | 2 | 04 | 020 | 030 | Construction Costs | Architectural works ¦ Non-structural works | External elevations | facade cladding and curtain walls |  | 2.04.020 | 203
01.2.04.020.040 | 01 | 2 | 04 | 020 | 040 | Construction Costs | Architectural works ¦ Non-structural works | External elevations | external windows |  | 2.04.020 | 203
01.2.04.020.050 | 01 | 2 | 04 | 020 | 050 | Construction Costs | Architectural works ¦ Non-structural works | External elevations | external doors |  | 2.04.020 | 203
01.2.04.020.060 | 01 | 2 | 04 | 020 | 060 | Construction Costs | Architectural works ¦ Non-structural works | External elevations | external shop fronts |  | 2.04.020 | 203
01.2.04.020.070 | 01 | 2 | 04 | 020 | 070 | Construction Costs | Architectural works ¦ Non-structural works | External elevations | roller shutters and fire shutters |  | 2.04.020 | 203
01.2.04.030.000 | 01 | 2 | 04 | 030 | 000 | Construction Costs | Architectural works ¦ Non-structural works | Roof finishes, skylights and landscaping (including waterproofing and insulation) |  |  | 2.04.030 | 120
01.2.04.030.010 | 01 | 2 | 04 | 030 | 010 | Construction Costs | Architectural works ¦ Non-structural works | Roof finishes, skylights and landscaping (including waterproofing and insulation) | roof finishes |  | 2.04.030 | 120
01.2.04.030.020 | 01 | 2 | 04 | 030 | 020 | Construction Costs | Architectural works ¦ Non-structural works | Roof finishes, skylights and landscaping (including waterproofing and insulation) | skylights |  | 2.04.030 | 120
01.2.04.030.030 | 01 | 2 | 04 | 030 | 030 | Construction Costs | Architectural works ¦ Non-structural works | Roof finishes, skylights and landscaping (including waterproofing and insulation) | other roof features |  | 2.04.030 | 120
01.2.04.030.040 | 01 | 2 | 04 | 030 | 040 | Construction Costs | Architectural works ¦ Non-structural works | Roof finishes, skylights and landscaping (including waterproofing and insulation) | roof landscaping (hard and soft) |  | 2.04.030 | 120
01.2.04.040.000 | 01 | 2 | 04 | 040 | 000 | Construction Costs | Architectural works ¦ Non-structural works | Internal divisions |  |  | 2.04.040 | 38
01.2.04.040.010 | 01 | 2 | 04 | 040 | 010 | Construction Costs | Architectural works ¦ Non-structural works | Internal divisions | non-structural internal walls and partitions |  | 2.04.040 | 38
01.2.04.040.020 | 01 | 2 | 04 | 040 | 020 | Construction Costs | Architectural works ¦ Non-structural works | Internal divisions | shop fronts |  | 2.04.040 | 38
01.2.04.040.030 | 01 | 2 | 04 | 040 | 030 | Construction Costs | Architectural works ¦ Non-structural works | Internal divisions | toilet cubicles |  | 2.04.040 | 38
01.2.04.040.040 | 01 | 2 | 04 | 040 | 040 | Construction Costs | Architectural works ¦ Non-structural works | Internal divisions | moveable partitions |  | 2.04.040 | 38
01.2.04.040.050 | 01 | 2 | 04 | 040 | 050 | Construction Costs | Architectural works ¦ Non-structural works | Internal divisions | cold rooms |  | 2.04.040 | 38
01.2.04.040.060 | 01 | 2 | 04 | 040 | 060 | Construction Costs | Architectural works ¦ Non-structural works | Internal divisions | internal doors |  | 2.04.040 | 38
01.2.04.040.070 | 01 | 2 | 04 | 040 | 070 | Construction Costs | Architectural works ¦ Non-structural works | Internal divisions | internal windows |  | 2.04.040 | 38
01.2.04.040.080 | 01 | 2 | 04 | 040 | 080 | Construction Costs | Architectural works ¦ Non-structural works | Internal divisions | roller shutters and fire shutters |  | 2.04.040 | 38
01.2.04.040.090 | 01 | 2 | 04 | 040 | 090 | Construction Costs | Architectural works ¦ Non-structural works | Internal divisions | sundry concrete work |  | 2.04.040 | 38
01.2.04.050.000 | 01 | 2 | 04 | 050 | 000 | Construction Costs | Architectural works ¦ Non-structural works | Fittings and sundries |  |  | 2.04.050 | 238
01.2.04.050.010 | 01 | 2 | 04 | 050 | 010 | Construction Costs | Architectural works ¦ Non-structural works | Fittings and sundries | balustrades, railings and handrails |  | 2.04.050 | 238
01.2.04.050.020 | 01 | 2 | 04 | 050 | 020 | Construction Costs | Architectural works ¦ Non-structural works | Fittings and sundries | staircases and catwalk not forming part of the structure, cat ladders |  | 2.04.050 | 238
01.2.04.050.030 | 01 | 2 | 04 | 050 | 030 | Construction Costs | Architectural works ¦ Non-structural works | Fittings and sundries | cabinets, cupboards, shelves, counters, benches, notice boards, blackboards |  | 2.04.050 | 238
01.2.04.050.040 | 01 | 2 | 04 | 050 | 040 | Construction Costs | Architectural works ¦ Non-structural works | Fittings and sundries | exit signs, directory signs |  | 2.04.050 | 238
01.2.04.050.050 | 01 | 2 | 04 | 050 | 050 | Construction Costs | Architectural works ¦ Non-structural works | Fittings and sundries | window and door dressings |  | 2.04.050 | 238
01.2.04.050.060 | 01 | 2 | 04 | 050 | 060 | Construction Costs | Architectural works ¦ Non-structural works | Fittings and sundries | decorative features |  | 2.04.050 | 238
01.2.04.050.070 | 01 | 2 | 04 | 050 | 070 | Construction Costs | Architectural works ¦ Non-structural works | Fittings and sundries | interior landscaping |  | 2.04.050 | 238
01.2.04.050.080 | 01 | 2 | 04 | 050 | 080 | Construction Costs | Architectural works ¦ Non-structural works | Fittings and sundries | access panels, fire service cabinets |  | 2.04.050 | 238
01.2.04.050.090 | 01 | 2 | 04 | 050 | 090 | Construction Costs | Architectural works ¦ Non-structural works | Fittings and sundries | sundries |  | 2.04.050 | 238
01.2.04.060.000 | 01 | 2 | 04 | 060 | 000 | Construction Costs | Architectural works ¦ Non-structural works | Finishes under cover |  |  | 2.04.060 | 181
01.2.04.060.010 | 01 | 2 | 04 | 060 | 010 | Construction Costs | Architectural works ¦ Non-structural works | Finishes under cover | floor finishes (internal and external) |  | 2.04.060 | 181
01.2.04.060.020 | 01 | 2 | 04 | 060 | 020 | Construction Costs | Architectural works ¦ Non-structural works | Finishes under cover | internal wall finishes and cladding |  | 2.04.060 | 181
01.2.04.060.030 | 01 | 2 | 04 | 060 | 030 | Construction Costs | Architectural works ¦ Non-structural works | Finishes under cover | ceiling finishes and false ceilings (internal or external) |  | 2.04.060 | 181
01.2.04.070.000 | 01 | 2 | 04 | 070 | 000 | Construction Costs | Architectural works ¦ Non-structural works | Builder’s work in connection with services |  |  | 2.04.070 | 0
01.2.04.070.010 | 01 | 2 | 04 | 070 | 010 | Construction Costs | Architectural works ¦ Non-structural works | Builder’s work in connection with services | plinth, bases |  | 2.04.070 | 0
01.2.04.070.020 | 01 | 2 | 04 | 070 | 020 | Construction Costs | Architectural works ¦ Non-structural works | Builder’s work in connection with services | fire-proofing enclosure |  | 2.04.070 | 0
01.2.04.070.030 | 01 | 2 | 04 | 070 | 030 | Construction Costs | Architectural works ¦ Non-structural works | Builder’s work in connection with services | hoisting beams, lift pit separation screens, lift shaft separator beams |  | 2.04.070 | 0
01.2.04.070.040 | 01 | 2 | 04 | 070 | 040 | Construction Costs | Architectural works ¦ Non-structural works | Builder’s work in connection with services | suspended manholes |  | 2.04.070 | 0
01.2.04.070.050 | 01 | 2 | 04 | 070 | 050 | Construction Costs | Architectural works ¦ Non-structural works | Builder’s work in connection with services | cable trenches, trench covers |  | 2.04.070 | 0
01.2.04.070.060 | 01 | 2 | 04 | 070 | 060 | Construction Costs | Architectural works ¦ Non-structural works | Builder’s work in connection with services | sleeves, openings and the like not allowed for in ‘Fittings and sundries’ |  | 2.04.070 | 0
01.2.04.080.000 | 01 | 2 | 04 | 080 | 000 | Construction Costs | Architectural works ¦ Non-structural works | Composite or prefabricated work |  |  | 2.04.080 | 0
01.2.05.000.000 | 01 | 2 | 05 | 000 | 000 | Construction Costs | Services and equipment |  |  |  | 2.05.000 | 10
01.2.05.010.000 | 01 | 2 | 05 | 010 | 000 | Construction Costs | Services and equipment | Heating, ventilating and air-conditioning systems/air conditioners |  |  | 2.05.010 | 89
01.2.05.010.010 | 01 | 2 | 05 | 010 | 010 | Construction Costs | Services and equipment | Heating, ventilating and air-conditioning systems/air conditioners | seawater system |  | 2.05.010 | 89
01.2.05.010.020 | 01 | 2 | 05 | 010 | 020 | Construction Costs | Services and equipment | Heating, ventilating and air-conditioning systems/air conditioners | cooling water system |  | 2.05.010 | 89
01.2.05.010.030 | 01 | 2 | 05 | 010 | 030 | Construction Costs | Services and equipment | Heating, ventilating and air-conditioning systems/air conditioners | chilled water system |  | 2.05.010 | 89
01.2.05.010.040 | 01 | 2 | 05 | 010 | 040 | Construction Costs | Services and equipment | Heating, ventilating and air-conditioning systems/air conditioners | heating water system |  | 2.05.010 | 89
01.2.05.010.050 | 01 | 2 | 05 | 010 | 050 | Construction Costs | Services and equipment | Heating, ventilating and air-conditioning systems/air conditioners | steam and condensate system |  | 2.05.010 | 89
01.2.05.010.060 | 01 | 2 | 05 | 010 | 060 | Construction Costs | Services and equipment | Heating, ventilating and air-conditioning systems/air conditioners | fuel oil system |  | 2.05.010 | 89
01.2.05.010.070 | 01 | 2 | 05 | 010 | 070 | Construction Costs | Services and equipment | Heating, ventilating and air-conditioning systems/air conditioners | water treatment |  | 2.05.010 | 89
01.2.05.010.080 | 01 | 2 | 05 | 010 | 080 | Construction Costs | Services and equipment | Heating, ventilating and air-conditioning systems/air conditioners | air handling and distribution system |  | 2.05.010 | 89
01.2.05.010.090 | 01 | 2 | 05 | 010 | 090 | Construction Costs | Services and equipment | Heating, ventilating and air-conditioning systems/air conditioners | condensate drain system |  | 2.05.010 | 89
01.2.05.010.100 | 01 | 2 | 05 | 010 | 100 | Construction Costs | Services and equipment | Heating, ventilating and air-conditioning systems/air conditioners | unitary air-conditioning system |  | 2.05.010 | 89
01.2.05.010.110 | 01 | 2 | 05 | 010 | 110 | Construction Costs | Services and equipment | Heating, ventilating and air-conditioning systems/air conditioners | mechanical ventilation system |  | 2.05.010 | 89
01.2.05.010.120 | 01 | 2 | 05 | 010 | 120 | Construction Costs | Services and equipment | Heating, ventilating and air-conditioning systems/air conditioners | kitchen ventilation system |  | 2.05.010 | 89
01.2.05.010.130 | 01 | 2 | 05 | 010 | 130 | Construction Costs | Services and equipment | Heating, ventilating and air-conditioning systems/air conditioners | fume and smoke extraction system |  | 2.05.010 | 89
01.2.05.010.140 | 01 | 2 | 05 | 010 | 140 | Construction Costs | Services and equipment | Heating, ventilating and air-conditioning systems/air conditioners | anaesthetic gas-extraction system |  | 2.05.010 | 89
01.2.05.010.150 | 01 | 2 | 05 | 010 | 150 | Construction Costs | Services and equipment | Heating, ventilating and air-conditioning systems/air conditioners | window and split-type air conditioners |  | 2.05.010 | 89
01.2.05.010.160 | 01 | 2 | 05 | 010 | 160 | Construction Costs | Services and equipment | Heating, ventilating and air-conditioning systems/air conditioners | air-curtains |  | 2.05.010 | 89
01.2.05.010.170 | 01 | 2 | 05 | 010 | 170 | Construction Costs | Services and equipment | Heating, ventilating and air-conditioning systems/air conditioners | fans |  | 2.05.010 | 89
01.2.05.010.180 | 01 | 2 | 05 | 010 | 180 | Construction Costs | Services and equipment | Heating, ventilating and air-conditioning systems/air conditioners | related electrical and control systems |  | 2.05.010 | 89
01.2.05.010.190 | 01 | 2 | 05 | 010 | 190 | Construction Costs | Services and equipment | Heating, ventilating and air-conditioning systems/air conditioners | submissions, testing and commissioning |  | 2.05.010 | 89
01.2.05.020.000 | 01 | 2 | 05 | 020 | 000 | Construction Costs | Services and equipment | Electrical services |  |  | 2.05.020 | 57
01.2.05.020.010 | 01 | 2 | 05 | 020 | 010 | Construction Costs | Services and equipment | Electrical services | information and communications technology system |  | 2.05.020 | 57
01.2.05.020.020 | 01 | 2 | 05 | 020 | 020 | Construction Costs | Services and equipment | Electrical services | staff paging/location |  | 2.05.020 | 57
01.2.05.020.030 | 01 | 2 | 05 | 020 | 030 | Construction Costs | Services and equipment | Electrical services | public address system |  | 2.05.020 | 57
01.2.05.020.040 | 01 | 2 | 05 | 020 | 040 | Construction Costs | Services and equipment | Electrical services | building automation |  | 2.05.020 | 57
01.2.05.020.050 | 01 | 2 | 05 | 020 | 050 | Construction Costs | Services and equipment | Electrical services | security and alarm |  | 2.05.020 | 57
01.2.05.020.060 | 01 | 2 | 05 | 020 | 060 | Construction Costs | Services and equipment | Electrical services | close circuit television |  | 2.05.020 | 57
01.2.05.020.070 | 01 | 2 | 05 | 020 | 070 | Construction Costs | Services and equipment | Electrical services | communal aerial broadcast distribution and the like |  | 2.05.020 | 57
01.2.05.020.080 | 01 | 2 | 05 | 020 | 080 | Construction Costs | Services and equipment | Electrical services | submissions, testing and commissioning |  | 2.05.020 | 57
01.2.05.030.000 | 01 | 2 | 05 | 030 | 000 | Construction Costs | Services and equipment | Fitting out lighting fittings |  |  | 2.05.030 | 0
01.2.05.040.000 | 01 | 2 | 05 | 040 | 000 | Construction Costs | Services and equipment | Extra low voltage services |  |  | 2.05.040 | 161
01.2.05.040.010 | 01 | 2 | 05 | 040 | 010 | Construction Costs | Services and equipment | Extra low voltage services | information and communications technology system |  | 2.05.040 | 161
01.2.05.040.020 | 01 | 2 | 05 | 040 | 020 | Construction Costs | Services and equipment | Extra low voltage services | staff paging/location |  | 2.05.040 | 161
01.2.05.040.030 | 01 | 2 | 05 | 040 | 030 | Construction Costs | Services and equipment | Extra low voltage services | public address system |  | 2.05.040 | 161
01.2.05.040.040 | 01 | 2 | 05 | 040 | 040 | Construction Costs | Services and equipment | Extra low voltage services | building automation |  | 2.05.040 | 161
01.2.05.040.050 | 01 | 2 | 05 | 040 | 050 | Construction Costs | Services and equipment | Extra low voltage services | security and alarm |  | 2.05.040 | 161
01.2.05.040.060 | 01 | 2 | 05 | 040 | 060 | Construction Costs | Services and equipment | Extra low voltage services | close circuit television |  | 2.05.040 | 161
01.2.05.040.070 | 01 | 2 | 05 | 040 | 070 | Construction Costs | Services and equipment | Extra low voltage services | communal aerial broadcast distribution and the like |  | 2.05.040 | 161
01.2.05.040.080 | 01 | 2 | 05 | 040 | 080 | Construction Costs | Services and equipment | Extra low voltage services | submissions, testing and commissioning |  | 2.05.040 | 161
01.2.05.050.000 | 01 | 2 | 05 | 050 | 000 | Construction Costs | Services and equipment | Water supply and drainage above ground or inside basement |  |  | 2.05.050 | 37
01.2.05.050.010 | 01 | 2 | 05 | 050 | 010 | Construction Costs | Services and equipment | Water supply and drainage above ground or inside basement | cold water supply |  | 2.05.050 | 37
01.2.05.050.020 | 01 | 2 | 05 | 050 | 020 | Construction Costs | Services and equipment | Water supply and drainage above ground or inside basement | hot water supply |  | 2.05.050 | 37
01.2.05.050.030 | 01 | 2 | 05 | 050 | 030 | Construction Costs | Services and equipment | Water supply and drainage above ground or inside basement | flushing water supply |  | 2.05.050 | 37
01.2.05.050.040 | 01 | 2 | 05 | 050 | 040 | Construction Costs | Services and equipment | Water supply and drainage above ground or inside basement | grey water supply |  | 2.05.050 | 37
01.2.05.050.050 | 01 | 2 | 05 | 050 | 050 | Construction Costs | Services and equipment | Water supply and drainage above ground or inside basement | cleansing water supply |  | 2.05.050 | 37
01.2.05.050.060 | 01 | 2 | 05 | 050 | 060 | Construction Costs | Services and equipment | Water supply and drainage above ground or inside basement | irrigation water supply |  | 2.05.050 | 37
01.2.05.050.070 | 01 | 2 | 05 | 050 | 070 | Construction Costs | Services and equipment | Water supply and drainage above ground or inside basement | rainwater disposal |  | 2.05.050 | 37
01.2.05.050.080 | 01 | 2 | 05 | 050 | 080 | Construction Costs | Services and equipment | Water supply and drainage above ground or inside basement | soil and waste disposal |  | 2.05.050 | 37
01.2.05.050.090 | 01 | 2 | 05 | 050 | 090 | Construction Costs | Services and equipment | Water supply and drainage above ground or inside basement | planter drainage disposal |  | 2.05.050 | 37
01.2.05.050.100 | 01 | 2 | 05 | 050 | 100 | Construction Costs | Services and equipment | Water supply and drainage above ground or inside basement | kitchen drainage disposal |  | 2.05.050 | 37
01.2.05.050.110 | 01 | 2 | 05 | 050 | 110 | Construction Costs | Services and equipment | Water supply and drainage above ground or inside basement | related electrical and control systems |  | 2.05.050 | 37
01.2.05.050.120 | 01 | 2 | 05 | 050 | 120 | Construction Costs | Services and equipment | Water supply and drainage above ground or inside basement | submissions, testing and commissioning |  | 2.05.050 | 37
01.2.05.060.000 | 01 | 2 | 05 | 060 | 000 | Construction Costs | Services and equipment | Supply of sanitary fittings and fixtures (installation included in ‘Water supply and above ground drainage’ unless not separable from costs of ‘Fittings and sundries’) |  |  | 2.05.060 | 0
01.2.05.070.000 | 01 | 2 | 05 | 070 | 000 | Construction Costs | Services and equipment | Disposal systems |  |  | 2.05.070 | 24
01.2.05.070.010 | 01 | 2 | 05 | 070 | 010 | Construction Costs | Services and equipment | Disposal systems | refuse |  | 2.05.070 | 24
01.2.05.070.020 | 01 | 2 | 05 | 070 | 020 | Construction Costs | Services and equipment | Disposal systems | laboratory waste |  | 2.05.070 | 24
01.2.05.070.030 | 01 | 2 | 05 | 070 | 030 | Construction Costs | Services and equipment | Disposal systems | industrial waste |  | 2.05.070 | 24
01.2.05.070.040 | 01 | 2 | 05 | 070 | 040 | Construction Costs | Services and equipment | Disposal systems | incinerator |  | 2.05.070 | 24
01.2.05.070.050 | 01 | 2 | 05 | 070 | 050 | Construction Costs | Services and equipment | Disposal systems | submissions, testing and commissioning |  | 2.05.070 | 24
01.2.05.080.000 | 01 | 2 | 05 | 080 | 000 | Construction Costs | Services and equipment | Fire services |  |  | 2.05.080 | 20
01.2.05.080.010 | 01 | 2 | 05 | 080 | 010 | Construction Costs | Services and equipment | Fire services | fire hydrant and hose reel system |  | 2.05.080 | 20
01.2.05.080.020 | 01 | 2 | 05 | 080 | 020 | Construction Costs | Services and equipment | Fire services | wet risers |  | 2.05.080 | 20
01.2.05.080.030 | 01 | 2 | 05 | 080 | 030 | Construction Costs | Services and equipment | Fire services | sprinkler system |  | 2.05.080 | 20
01.2.05.080.040 | 01 | 2 | 05 | 080 | 040 | Construction Costs | Services and equipment | Fire services | deluge system |  | 2.05.080 | 20
01.2.05.080.050 | 01 | 2 | 05 | 080 | 050 | Construction Costs | Services and equipment | Fire services | gaseous extinguishing system |  | 2.05.080 | 20
01.2.05.080.060 | 01 | 2 | 05 | 080 | 060 | Construction Costs | Services and equipment | Fire services | foam extinguishing system |  | 2.05.080 | 20
01.2.05.080.070 | 01 | 2 | 05 | 080 | 070 | Construction Costs | Services and equipment | Fire services | audio/visual advisory system | Add to S&A | 2.05.080 | 20
01.2.05.080.080 | 01 | 2 | 05 | 080 | 080 | Construction Costs | Services and equipment | Fire services | automatic fire alarm and detection system | Add to S&A | 2.05.080 | 20
01.2.05.080.090 | 01 | 2 | 05 | 080 | 090 | Construction Costs | Services and equipment | Fire services | portable hand-operated appliances and sundries | Add to S&A | 2.05.080 | 20
01.2.05.080.100 | 01 | 2 | 05 | 080 | 100 | Construction Costs | Services and equipment | Fire services | related electrical and control systems | Add to S&A | 2.05.080 | 20
01.2.05.080.110 | 01 | 2 | 05 | 080 | 110 | Construction Costs | Services and equipment | Fire services | submissions, testing and commissioning | Add to S&A | 2.05.080 | 20
01.2.05.090.000 | 01 | 2 | 05 | 090 | 000 | Construction Costs | Services and equipment | Gas services |  |  | 2.05.090 | 57
01.2.05.090.010 | 01 | 2 | 05 | 090 | 010 | Construction Costs | Services and equipment | Gas services | coal gas |  | 2.05.090 | 57
01.2.05.090.020 | 01 | 2 | 05 | 090 | 020 | Construction Costs | Services and equipment | Gas services | natural gas |  | 2.05.090 | 57
01.2.05.090.030 | 01 | 2 | 05 | 090 | 030 | Construction Costs | Services and equipment | Gas services | liquid petroleum gas |  | 2.05.090 | 57
01.2.05.090.040 | 01 | 2 | 05 | 090 | 040 | Construction Costs | Services and equipment | Gas services | medical gas/laboratory gas |  | 2.05.090 | 57
01.2.05.090.050 | 01 | 2 | 05 | 090 | 050 | Construction Costs | Services and equipment | Gas services | industrial gas/compressed air/instrument air |  | 2.05.090 | 57
01.2.05.090.060 | 01 | 2 | 05 | 090 | 060 | Construction Costs | Services and equipment | Gas services | vacuum |  | 2.05.090 | 57
01.2.05.090.070 | 01 | 2 | 05 | 090 | 070 | Construction Costs | Services and equipment | Gas services | steam |  | 2.05.090 | 57
01.2.05.090.080 | 01 | 2 | 05 | 090 | 080 | Construction Costs | Services and equipment | Gas services | submissions, testing and commissioning |  | 2.05.090 | 57
01.2.05.100.000 | 01 | 2 | 05 | 100 | 000 | Construction Costs | Services and equipment | Movement systems |  |  | 2.05.100 | 89
01.2.05.100.010 | 01 | 2 | 05 | 100 | 010 | Construction Costs | Services and equipment | Movement systems | lifts ¦ elevators |  | 2.05.100 | 89
01.2.05.100.020 | 01 | 2 | 05 | 100 | 020 | Construction Costs | Services and equipment | Movement systems | platform lifts |  | 2.05.100 | 89
01.2.05.100.030 | 01 | 2 | 05 | 100 | 030 | Construction Costs | Services and equipment | Movement systems | escalators |  | 2.05.100 | 89
01.2.05.100.040 | 01 | 2 | 05 | 100 | 040 | Construction Costs | Services and equipment | Movement systems | travellators ¦ moving walkways |  | 2.05.100 | 89
01.2.05.100.050 | 01 | 2 | 05 | 100 | 050 | Construction Costs | Services and equipment | Movement systems | conveyors |  | 2.05.100 | 89
01.2.05.100.060 | 01 | 2 | 05 | 100 | 060 | Construction Costs | Services and equipment | Movement systems | submissions, testing and commissioning |  | 2.05.100 | 89
01.2.05.110.000 | 01 | 2 | 05 | 110 | 000 | Construction Costs | Services and equipment | Gondolas |  |  | 2.05.110 | 1
01.2.05.120.000 | 01 | 2 | 05 | 120 | 000 | Construction Costs | Services and equipment | Turntables |  |  | 2.05.120 | 0
01.2.05.130.000 | 01 | 2 | 05 | 130 | 000 | Construction Costs | Services and equipment | Generators |  |  | 2.05.130 | 0
01.2.05.140.000 | 01 | 2 | 05 | 140 | 000 | Construction Costs | Services and equipment | Energy-saving features |  |  | 2.05.140 | 0
01.2.05.150.000 | 01 | 2 | 05 | 150 | 000 | Construction Costs | Services and equipment | Water and waste water treatment equipment |  |  | 2.05.150 | 9
01.2.05.160.000 | 01 | 2 | 05 | 160 | 000 | Construction Costs | Services and equipment | Fountains, pools and filtration plant |  |  | 2.05.160 | 6
01.2.05.170.000 | 01 | 2 | 05 | 170 | 000 | Construction Costs | Services and equipment | Powered building signage |  |  | 2.05.170 | 0
01.2.05.175.000 | 01 | 2 | 05 | 175 | 000 | Construction Costs | Services and equipment | Audio/visual entertainment system |  |  | 2.05.175 | 0
01.2.05.180.000 | 01 | 2 | 05 | 180 | 000 | Construction Costs | Services and equipment | Kitchen equipment |  |  | 2.05.180 | 0
01.2.05.190.000 | 01 | 2 | 05 | 190 | 000 | Construction Costs | Services and equipment | Cold room equipment |  |  | 2.05.190 | 0
01.2.05.200.000 | 01 | 2 | 05 | 200 | 000 | Construction Costs | Services and equipment | Laboratory equipment |  |  | 2.05.200 | 0
01.2.05.210.000 | 01 | 2 | 05 | 210 | 000 | Construction Costs | Services and equipment | Medical equipment |  |  | 2.05.210 | 0
01.2.05.220.000 | 01 | 2 | 05 | 220 | 000 | Construction Costs | Services and equipment | Hotel equipment |  |  | 2.05.220 | 0
01.2.05.230.000 | 01 | 2 | 05 | 230 | 000 | Construction Costs | Services and equipment | Car park or entrances access control |  |  | 2.05.230 | 36
01.2.05.240.000 | 01 | 2 | 05 | 240 | 000 | Construction Costs | Services and equipment | Domestic appliances |  |  | 2.05.240 | 0
01.2.05.250.000 | 01 | 2 | 05 | 250 | 000 | Construction Costs | Services and equipment | Other specialist services |  |  | 2.05.250 | 7
01.2.05.260.000 | 01 | 2 | 05 | 260 | 000 | Construction Costs | Services and equipment | Builder’s profit and attendance on services |  |  | 2.05.260 | 0
01.2.06.000.000 | 01 | 2 | 06 | 000 | 000 | Construction Costs | Surface and underground drainage |  |  |  | 2.06.000 | 9
01.2.06.010.000 | 01 | 2 | 06 | 010 | 000 | Construction Costs | Surface and underground drainage | Surface water drainage |  |  | 2.06.010 | 41
01.2.06.020.000 | 01 | 2 | 06 | 020 | 000 | Construction Costs | Surface and underground drainage | Storm water drainage |  |  | 2.06.020 | 8
01.2.06.030.000 | 01 | 2 | 06 | 030 | 000 | Construction Costs | Surface and underground drainage | Foul and waste water drainage |  |  | 2.06.030 | 70
01.2.06.040.000 | 01 | 2 | 06 | 040 | 000 | Construction Costs | Surface and underground drainage | Drainage disconnections and connections |  |  | 2.06.040 | 16
01.2.06.050.000 | 01 | 2 | 06 | 050 | 000 | Construction Costs | Surface and underground drainage | CCTV inspection of existing or new drains |  |  | 2.06.050 | 0
01.2.06.060.000 | 01 | 2 | 06 | 060 | 000 | Construction Costs | Surface and underground drainage | Buried Process Pipe |  |  | 2.06.060 | 2
01.2.07.000.000 | 01 | 2 | 07 | 000 | 000 | Construction Costs | External and ancillary works |  |  |  | 2.07.000 | 0
01.2.07.010.000 | 01 | 2 | 07 | 010 | 000 | Construction Costs | External and ancillary works | Permanent retaining structures |  |  | 2.07.010 | 33
01.2.07.020.000 | 01 | 2 | 07 | 020 | 000 | Construction Costs | External and ancillary works | Site enclosures and divisions |  |  | 2.07.020 | 0
01.2.07.030.000 | 01 | 2 | 07 | 030 | 000 | Construction Costs | External and ancillary works | Ancillary structures |  |  | 2.07.030 | 9
01.2.07.040.000 | 01 | 2 | 07 | 040 | 000 | Construction Costs | External and ancillary works | Roads and paving |  |  | 2.07.040 | 57
01.2.07.050.000 | 01 | 2 | 07 | 050 | 000 | Construction Costs | External and ancillary works | Landscaping (hard and soft) |  |  | 2.07.050 | 0
01.2.07.060.000 | 01 | 2 | 07 | 060 | 000 | Construction Costs | External and ancillary works | Fittings and equipment |  |  | 2.07.060 | 89
01.2.07.070.000 | 01 | 2 | 07 | 070 | 000 | Construction Costs | External and ancillary works | External services |  |  | 2.07.070 | 8
01.2.07.070.010 | 01 | 2 | 07 | 070 | 010 | Construction Costs | External and ancillary works | External services | water supply |  | 2.07.070 | 8
01.2.07.070.020 | 01 | 2 | 07 | 070 | 020 | Construction Costs | External and ancillary works | External services | gas supply |  | 2.07.070 | 8
01.2.07.070.030 | 01 | 2 | 07 | 070 | 030 | Construction Costs | External and ancillary works | External services | power supply |  | 2.07.070 | 8
01.2.07.070.040 | 01 | 2 | 07 | 070 | 040 | Construction Costs | External and ancillary works | External services | communications supply |  | 2.07.070 | 8
01.2.07.070.050 | 01 | 2 | 07 | 070 | 050 | Construction Costs | External and ancillary works | External services | utility disconnections and connections |  | 2.07.070 | 8
01.2.07.070.060 | 01 | 2 | 07 | 070 | 060 | Construction Costs | External and ancillary works | External services | external lighting |  | 2.07.070 | 8
01.2.07.070.070 | 01 | 2 | 07 | 070 | 070 | Construction Costs | External and ancillary works | External services | utility disconnections and connections |  | 2.07.070 | 8
01.2.08.000.000 | 01 | 2 | 08 | 000 | 000 | Construction Costs | Preliminaries ¦ Constructors’ site overheads ¦ general requirements |  |  |  | 2.08.000 | 0
01.2.08.010.000 | 01 | 2 | 08 | 010 | 000 | Construction Costs | Preliminaries ¦ Constructors’ site overheads ¦ general requirements | Construction management including site management staff and support labour |  |  | 2.08.010 | 29
01.2.08.020.000 | 01 | 2 | 08 | 020 | 000 | Construction Costs | Preliminaries ¦ Constructors’ site overheads ¦ general requirements | Temporary access roads and storage areas, traffic management and diversion (at the Constructors’ discretion) |  |  | 2.08.020 | 0
01.2.08.030.000 | 01 | 2 | 08 | 030 | 000 | Construction Costs | Preliminaries ¦ Constructors’ site overheads ¦ general requirements | Temporary site fencing and securities |  |  | 2.08.030 | 1
01.2.08.040.000 | 01 | 2 | 08 | 040 | 000 | Construction Costs | Preliminaries ¦ Constructors’ site overheads ¦ general requirements | Commonly shared construction plant |  |  | 2.08.040 | 0
01.2.08.050.000 | 01 | 2 | 08 | 050 | 000 | Construction Costs | Preliminaries ¦ Constructors’ site overheads ¦ general requirements | Commonly shared scaffolding |  |  | 2.08.050 | 0
01.2.08.060.000 | 01 | 2 | 08 | 060 | 000 | Construction Costs | Preliminaries ¦ Constructors’ site overheads ¦ general requirements | Other temporary facilities and services |  |  | 2.08.060 | 28
01.2.08.070.000 | 01 | 2 | 08 | 070 | 000 | Construction Costs | Preliminaries ¦ Constructors’ site overheads ¦ general requirements | Technology and communications: telephone, broadband, hardware, software |  |  | 2.08.070 | 0
01.2.08.080.000 | 01 | 2 | 08 | 080 | 000 | Construction Costs | Preliminaries ¦ Constructors’ site overheads ¦ general requirements | Constructor’s submissions, reports and as-built documentation |  |  | 2.08.080 | 0
01.2.08.090.000 | 01 | 2 | 08 | 090 | 000 | Construction Costs | Preliminaries ¦ Constructors’ site overheads ¦ general requirements | Quality monitoring, recording and inspections |  |  | 2.08.090 | 0
01.2.08.100.000 | 01 | 2 | 08 | 100 | 000 | Construction Costs | Preliminaries ¦ Constructors’ site overheads ¦ general requirements | Safety, health and environmental management |  |  | 2.08.100 | 85
01.2.08.110.000 | 01 | 2 | 08 | 110 | 000 | Construction Costs | Preliminaries ¦ Constructors’ site overheads ¦ general requirements | Insurances, bonds, guarantees and warranties |  |  | 2.08.110 | 0
01.2.08.120.000 | 01 | 2 | 08 | 120 | 000 | Construction Costs | Preliminaries ¦ Constructors’ site overheads ¦ general requirements | Constructor’s statutory fees and charges |  |  | 2.08.120 | 0
01.2.08.130.000 | 01 | 2 | 08 | 130 | 000 | Construction Costs | Preliminaries ¦ Constructors’ site overheads ¦ general requirements | Testing and commissioning |  |  | 2.08.130 | 0
01.2.09.000.000 | 01 | 2 | 09 | 000 | 000 | Construction Costs | Risk Allowances |  |  |  | 2.09.000 | 0
01.2.09.010.000 | 01 | 2 | 09 | 010 | 000 | Construction Costs | Risk Allowances | Design development allowance |  |  | 2.09.010 | 0
01.2.09.020.000 | 01 | 2 | 09 | 020 | 000 | Construction Costs | Risk Allowances | Construction contingencies |  |  | 2.09.020 | 0
01.2.09.030.000 | 01 | 2 | 09 | 030 | 000 | Construction Costs | Risk Allowances | Price Level Adjustments |  |  | 2.09.030 | 0
01.2.09.030.010 | 01 | 2 | 09 | 030 | 010 | Construction Costs | Risk Allowances | Price Level Adjustments | until tendering |  | 2.09.030 | 0
01.2.09.030.020 | 01 | 2 | 09 | 030 | 020 | Construction Costs | Risk Allowances | Price Level Adjustments | during construction |  | 2.09.030 | 0
01.2.09.040.000 | 01 | 2 | 09 | 040 | 000 | Construction Costs | Risk Allowances | Exchange rate fluctuation adjustments |  |  | 2.09.040 | 0
01.2.10.000.000 | 01 | 2 | 10 | 000 | 000 | Construction Costs | Taxes and Levies |  |  |  | 2.10.000 | 0
01.2.10.010.000 | 01 | 2 | 10 | 010 | 000 | Construction Costs | Taxes and Levies | Paid by the Constructor |  |  | 2.10.010 | 0
01.2.10.020.000 | 01 | 2 | 10 | 020 | 000 | Construction Costs | Taxes and Levies | Paid by the Client in relation to the construction contract payments |  |  | 2.10.020 | 0
01.2.11.000.000 | 01 | 2 | 11 | 000 | 000 | Construction Costs | Work and utilities off-site |  |  |  | 2.11.000 | 0
01.2.11.010.000 | 01 | 2 | 11 | 010 | 000 | Construction Costs | Work and utilities off-site | Connections to, diversion of and capacity enhancement of public utility mains or sources off-site up to mains connections on-site |  |  | 2.11.010 | 0
01.2.11.010.010 | 01 | 2 | 11 | 010 | 010 | Construction Costs | Work and utilities off-site | Connections to, diversion of and capacity enhancement of public utility mains or sources off-site up to mains connections on-site | electricity |  | 2.11.010 | 0
01.2.11.010.020 | 01 | 2 | 11 | 010 | 020 | Construction Costs | Work and utilities off-site | Connections to, diversion of and capacity enhancement of public utility mains or sources off-site up to mains connections on-site | transformers |  | 2.11.010 | 0
01.2.11.010.030 | 01 | 2 | 11 | 010 | 030 | Construction Costs | Work and utilities off-site | Connections to, diversion of and capacity enhancement of public utility mains or sources off-site up to mains connections on-site | water |  | 2.11.010 | 0
01.2.11.010.040 | 01 | 2 | 11 | 010 | 040 | Construction Costs | Work and utilities off-site | Connections to, diversion of and capacity enhancement of public utility mains or sources off-site up to mains connections on-site | sewer |  | 2.11.010 | 0
01.2.11.010.050 | 01 | 2 | 11 | 010 | 050 | Construction Costs | Work and utilities off-site | Connections to, diversion of and capacity enhancement of public utility mains or sources off-site up to mains connections on-site | gas |  | 2.11.010 | 0
01.2.11.010.060 | 01 | 2 | 11 | 010 | 060 | Construction Costs | Work and utilities off-site | Connections to, diversion of and capacity enhancement of public utility mains or sources off-site up to mains connections on-site | telecommunications |  | 2.11.010 | 0
01.2.11.020.000 | 01 | 2 | 11 | 020 | 000 | Construction Costs | Work and utilities off-site | Public access roads and footpaths |  |  | 2.11.020 | 0
01.2.12.000.000 | 01 | 2 | 12 | 000 | 000 | Construction Costs | Post-completion loose furniture, fittings and equipment |  |  |  | 2.12.000 | 0
01.2.12.010.000 | 01 | 2 | 12 | 010 | 000 | Construction Costs | Post-completion loose furniture, fittings and equipment | Production, process, operating and loose furniture, furnishing and equipment not normally provided before completion of construction |  |  | 2.12.010 | 0
01.2.13.000.000 | 01 | 2 | 13 | 000 | 000 | Construction Costs | Construction ¦ Renewal ¦ Maintenance-related consultancies and supervision |  |  |  | 2.13.000 | 0
01.2.13.010.000 | 01 | 2 | 13 | 010 | 000 | Construction Costs | Construction ¦ Renewal ¦ Maintenance-related consultancies and supervision | Consultants’ fees and reimbursable |  |  | 2.13.010 | 0
01.2.13.010.010 | 01 | 2 | 13 | 010 | 010 | Construction Costs | Construction ¦ Renewal ¦ Maintenance-related consultancies and supervision | Consultants’ fees and reimbursable | architects (architectural, landscape, interior design, technical, etc.) |  | 2.13.010 | 0
01.2.13.010.020 | 01 | 2 | 13 | 010 | 020 | Construction Costs | Construction ¦ Renewal ¦ Maintenance-related consultancies and supervision | Consultants’ fees and reimbursable | engineers (geotechnical, civil, structural, mechanical, electrical and plumbing, technical, etc.) |  | 2.13.010 | 0
01.2.13.010.030 | 01 | 2 | 13 | 010 | 030 | Construction Costs | Construction ¦ Renewal ¦ Maintenance-related consultancies and supervision | Consultants’ fees and reimbursable | project managers |  | 2.13.010 | 0
01.2.13.010.040 | 01 | 2 | 13 | 010 | 040 | Construction Costs | Construction ¦ Renewal ¦ Maintenance-related consultancies and supervision | Consultants’ fees and reimbursable | surveyors (quantity surveying, land surveying, building surveying, cost engineering, etc.) |  | 2.13.010 | 0
01.2.13.010.050 | 01 | 2 | 13 | 010 | 050 | Construction Costs | Construction ¦ Renewal ¦ Maintenance-related consultancies and supervision | Consultants’ fees and reimbursable | specialist consultants (environmental, traffic, acoustic, facade, BIM, etc.) |  | 2.13.010 | 0
01.2.13.010.060 | 01 | 2 | 13 | 010 | 060 | Construction Costs | Construction ¦ Renewal ¦ Maintenance-related consultancies and supervision | Consultants’ fees and reimbursable | value management studies |  | 2.13.010 | 0
01.2.13.020.000 | 01 | 2 | 13 | 020 | 000 | Construction Costs | Construction ¦ Renewal ¦ Maintenance-related consultancies and supervision | Charges and levies payable to statutory bodies or their appointed agencies (in connection with planning, design, tender and contract approvals, supervision and acceptance inspections) |  |  | 2.13.020 | 0
01.2.13.030.000 | 01 | 2 | 13 | 030 | 000 | Construction Costs | Construction ¦ Renewal ¦ Maintenance-related consultancies and supervision | Site supervision charges (including their accommodation and travels) |  |  | 2.13.030 | 0
01.2.13.040.000 | 01 | 2 | 13 | 040 | 000 | Construction Costs | Construction ¦ Renewal ¦ Maintenance-related consultancies and supervision | Payments to testing authorities or laboratories |  |  | 2.13.040 | 0
01.3.00.000.000 | 01 | 3 | 00 | 000 | 000 | Renewal Cost |  |  |  |  | 3.00.000 | 0
01.3.01.000.000 | 01 | 3 | 01 | 000 | 000 | Renewal Cost | Demolition, site preparation and formation |  |  |  | 3.01.000 | 0
01.3.01.010.000 | 01 | 3 | 01 | 010 | 000 | Renewal Cost | Demolition, site preparation and formation | Site survey and ground investigation |  |  | 3.01.010 | 1
01.3.01.020.000 | 01 | 3 | 01 | 020 | 000 | Renewal Cost | Demolition, site preparation and formation | Environmental treatment |  |  | 3.01.020 | 13
01.3.01.030.000 | 01 | 3 | 01 | 030 | 000 | Renewal Cost | Demolition, site preparation and formation | Sampling of hazardous or useful materials or conditions |  |  | 3.01.030 | 0
01.3.01.040.000 | 01 | 3 | 01 | 040 | 000 | Renewal Cost | Demolition, site preparation and formation | Temporary fencing |  |  | 3.01.040 | 0
01.3.01.050.000 | 01 | 3 | 01 | 050 | 000 | Renewal Cost | Demolition, site preparation and formation | Demolition of existing buildings and support to adjacent structures |  |  | 3.01.050 | 0
01.3.01.060.000 | 01 | 3 | 01 | 060 | 000 | Renewal Cost | Demolition, site preparation and formation | Site surface clearance (clearing, grubbing, topsoil stripping, tree felling, minor earthwork, removal) |  |  | 3.01.060 | 0
01.3.01.070.000 | 01 | 3 | 01 | 070 | 000 | Renewal Cost | Demolition, site preparation and formation | Tree transplant |  |  | 3.01.070 | 0
01.3.01.080.000 | 01 | 3 | 01 | 080 | 000 | Renewal Cost | Demolition, site preparation and formation | Site formation and slope treatment |  |  | 3.01.080 | 2
01.3.01.090.000 | 01 | 3 | 01 | 090 | 000 | Renewal Cost | Demolition, site preparation and formation | Temporary surface drainage and dewatering |  |  | 3.01.090 | 3
01.3.01.100.000 | 01 | 3 | 01 | 100 | 000 | Renewal Cost | Demolition, site preparation and formation | Temporary protection, diversion and relocation of public utilities |  |  | 3.01.100 | 9
01.3.01.110.000 | 01 | 3 | 01 | 110 | 000 | Renewal Cost | Demolition, site preparation and formation | Erosion control |  |  | 3.01.110 | 0
01.3.02.000.000 | 01 | 3 | 02 | 000 | 000 | Renewal Cost | Substructure |  |  |  | 3.02.000 | 2
01.3.02.010.000 | 01 | 3 | 02 | 010 | 000 | Renewal Cost | Substructure | Foundation piling and underpinning |  |  | 3.02.010 | 22
01.3.02.010.010 | 01 | 3 | 02 | 010 | 010 | Renewal Cost | Substructure | Foundation piling and underpinning | mobilisation and demobilisation |  | 3.02.010 | 22
01.3.02.010.020 | 01 | 3 | 02 | 010 | 020 | Renewal Cost | Substructure | Foundation piling and underpinning | trial piles and caisson |  | 3.02.010 | 22
01.3.02.010.030 | 01 | 3 | 02 | 010 | 030 | Renewal Cost | Substructure | Foundation piling and underpinning | permanent piles and caisson |  | 3.02.010 | 22
01.3.02.010.040 | 01 | 3 | 02 | 010 | 040 | Renewal Cost | Substructure | Foundation piling and underpinning | pile and caisson testing |  | 3.02.010 | 22
01.3.02.010.050 | 01 | 3 | 02 | 010 | 050 | Renewal Cost | Substructure | Foundation piling and underpinning | underpinning |  | 3.02.010 | 22
01.3.02.020.000 | 01 | 3 | 02 | 020 | 000 | Renewal Cost | Substructure | Foundations up to top of lowest floor slabs |  |  | 3.02.020 | 19
01.3.02.020.010 | 01 | 3 | 02 | 020 | 010 | Renewal Cost | Substructure | Foundations up to top of lowest floor slabs | excavation and disposal |  | 3.02.020 | 19
01.3.02.020.020 | 01 | 3 | 02 | 020 | 020 | Renewal Cost | Substructure | Foundations up to top of lowest floor slabs | lateral supports |  | 3.02.020 | 19
01.3.02.020.030 | 01 | 3 | 02 | 020 | 030 | Renewal Cost | Substructure | Foundations up to top of lowest floor slabs | raft footings, pile caps, column bases, wall footings, strap beams, tie beams |  | 3.02.020 | 19
01.3.02.020.040 | 01 | 3 | 02 | 020 | 040 | Renewal Cost | Substructure | Foundations up to top of lowest floor slabs | substructure walls and columns |  | 3.02.020 | 19
01.3.02.020.050 | 01 | 3 | 02 | 020 | 050 | Renewal Cost | Substructure | Foundations up to top of lowest floor slabs | lowest floor slabs and beams (excluding basement bottom slabs) |  | 3.02.020 | 19
01.3.02.020.060 | 01 | 3 | 02 | 020 | 060 | Renewal Cost | Substructure | Foundations up to top of lowest floor slabs | lift pits |  | 3.02.020 | 19
01.3.02.020.070 | 01 | 3 | 02 | 020 | 070 | Renewal Cost | Substructure | Foundations up to top of lowest floor slabs | composite or prefabricated work |  | 3.02.020 | 19
01.3.02.030.000 | 01 | 3 | 02 | 030 | 000 | Renewal Cost | Substructure | Basement sides and bottom |  |  | 3.02.030 | 9
01.3.02.030.010 | 01 | 3 | 02 | 030 | 010 | Renewal Cost | Substructure | Basement sides and bottom | excavation and disposal |  | 3.02.030 | 9
01.3.02.030.020 | 01 | 3 | 02 | 030 | 020 | Renewal Cost | Substructure | Basement sides and bottom | lateral supports |  | 3.02.030 | 9
01.3.02.030.030 | 01 | 3 | 02 | 030 | 030 | Renewal Cost | Substructure | Basement sides and bottom | bottom slabs and blinding |  | 3.02.030 | 9
01.3.02.030.040 | 01 | 3 | 02 | 030 | 040 | Renewal Cost | Substructure | Basement sides and bottom | sides |  | 3.02.030 | 9
01.3.02.030.050 | 01 | 3 | 02 | 030 | 050 | Renewal Cost | Substructure | Basement sides and bottom | vertical waterproof tanking, drainage blanket, drains and skin wall |  | 3.02.030 | 9
01.3.02.030.060 | 01 | 3 | 02 | 030 | 060 | Renewal Cost | Substructure | Basement sides and bottom | horizontal waterproof tanking, drainage blanket, drains and topping slab |  | 3.02.030 | 9
01.3.02.030.070 | 01 | 3 | 02 | 030 | 070 | Renewal Cost | Substructure | Basement sides and bottom | insulation |  | 3.02.030 | 9
01.3.02.030.080 | 01 | 3 | 02 | 030 | 080 | Renewal Cost | Substructure | Basement sides and bottom | lift pits, sump pits, sleeves. |  | 3.02.030 | 9
01.3.02.030.090 | 01 | 3 | 02 | 030 | 090 | Renewal Cost | Substructure | Basement sides and bottom | composite or prefabricated work |  | 3.02.030 | 9
01.3.03.000.000 | 01 | 3 | 03 | 000 | 000 | Renewal Cost | Structure |  |  |  | 3.03.000 | 1
01.3.03.010.000 | 01 | 3 | 03 | 010 | 000 | Renewal Cost | Structure | Structural removal and alterations |  |  | 3.03.010 | 14
01.3.03.020.000 | 01 | 3 | 03 | 020 | 000 | Renewal Cost | Structure | Basement suspended floors (up to top of ground floor slabs) |  |  | 3.03.020 | 26
01.3.03.020.010 | 01 | 3 | 03 | 020 | 010 | Renewal Cost | Structure | Basement suspended floors (up to top of ground floor slabs) | structural walls and columns |  | 3.03.020 | 26
01.3.03.020.020 | 01 | 3 | 03 | 020 | 020 | Renewal Cost | Structure | Basement suspended floors (up to top of ground floor slabs) | beams and slabs |  | 3.03.020 | 26
01.3.03.020.030 | 01 | 3 | 03 | 020 | 030 | Renewal Cost | Structure | Basement suspended floors (up to top of ground floor slabs) | staircases |  | 3.03.020 | 26
01.3.03.030. | 01 | 3 | 03 | 030 |  | Renewal Cost | Structure | Frames and slabs (above top of ground floor slabs) |  |  | 3.03.030 | 107
01.3.03.030.010 | 01 | 3 | 03 | 030 | 010 | Renewal Cost | Structure | Frames and slabs (above top of ground floor slabs) | structural walls and columns |  | 3.03.030 | 107
01.3.03.030.020 | 01 | 3 | 03 | 030 | 020 | Renewal Cost | Structure | Frames and slabs (above top of ground floor slabs) | upper floor beams and slabs |  | 3.03.030 | 107
01.3.03.030.030 | 01 | 3 | 03 | 030 | 030 | Renewal Cost | Structure | Frames and slabs (above top of ground floor slabs) | roof beams and slabs |  | 3.03.030 | 107
01.3.03.030.040 | 01 | 3 | 03 | 030 | 040 | Renewal Cost | Structure | Frames and slabs (above top of ground floor slabs) | staircases |  | 3.03.030 | 107
01.3.03.030.050 | 01 | 3 | 03 | 030 | 050 | Renewal Cost | Structure | Frames and slabs (above top of ground floor slabs) | fireproofing to steel structure |  | 3.03.030 | 107
01.3.03.040.000 | 01 | 3 | 03 | 040 | 000 | Renewal Cost | Structure | Tanks, pools, sundries |  |  | 3.03.040 | 0
01.3.03.050.000 | 01 | 3 | 03 | 050 | 000 | Renewal Cost | Structure | Composite or prefabricated work |  |  | 3.03.050 | 0
01.3.04.000.000 | 01 | 3 | 04 | 000 | 000 | Renewal Cost | Architectural works ¦ Non-structural works |  |  |  | 3.04.000 | 0
01.3.04.010.000 | 01 | 3 | 04 | 010 | 000 | Renewal Cost | Architectural works ¦ Non-structural works | Non-structural removal and alterations |  |  | 3.04.010 | 20
01.3.04.020.000 | 01 | 3 | 04 | 020 | 000 | Renewal Cost | Architectural works ¦ Non-structural works | External elevations |  |  | 3.04.020 | 203
01.3.04.020.010 | 01 | 3 | 04 | 020 | 010 | Renewal Cost | Architectural works ¦ Non-structural works | External elevations | non-structural external walls and features |  | 3.04.020 | 203
01.3.04.020.020 | 01 | 3 | 04 | 020 | 020 | Renewal Cost | Architectural works ¦ Non-structural works | External elevations | external wall finishes except cladding |  | 3.04.020 | 203
01.3.04.020.030 | 01 | 3 | 04 | 020 | 030 | Renewal Cost | Architectural works ¦ Non-structural works | External elevations | facade cladding and curtain walls |  | 3.04.020 | 203
01.3.04.020.040 | 01 | 3 | 04 | 020 | 040 | Renewal Cost | Architectural works ¦ Non-structural works | External elevations | external windows |  | 3.04.020 | 203
01.3.04.020.050 | 01 | 3 | 04 | 020 | 050 | Renewal Cost | Architectural works ¦ Non-structural works | External elevations | external doors |  | 3.04.020 | 203
01.3.04.020.060 | 01 | 3 | 04 | 020 | 060 | Renewal Cost | Architectural works ¦ Non-structural works | External elevations | external shop fronts |  | 3.04.020 | 203
01.3.04.020.070 | 01 | 3 | 04 | 020 | 070 | Renewal Cost | Architectural works ¦ Non-structural works | External elevations | roller shutters and fire shutters |  | 3.04.020 | 203
01.3.04.030.000 | 01 | 3 | 04 | 030 | 000 | Renewal Cost | Architectural works ¦ Non-structural works | Roof finishes, skylights and landscaping (including waterproofing and insulation) |  |  | 3.04.030 | 120
01.3.04.030.010 | 01 | 3 | 04 | 030 | 010 | Renewal Cost | Architectural works ¦ Non-structural works | Roof finishes, skylights and landscaping (including waterproofing and insulation) | roof finishes |  | 3.04.030 | 120
01.3.04.030.020 | 01 | 3 | 04 | 030 | 020 | Renewal Cost | Architectural works ¦ Non-structural works | Roof finishes, skylights and landscaping (including waterproofing and insulation) | skylights |  | 3.04.030 | 120
01.3.04.030.030 | 01 | 3 | 04 | 030 | 030 | Renewal Cost | Architectural works ¦ Non-structural works | Roof finishes, skylights and landscaping (including waterproofing and insulation) | other roof features |  | 3.04.030 | 120
01.3.04.030.040 | 01 | 3 | 04 | 030 | 040 | Renewal Cost | Architectural works ¦ Non-structural works | Roof finishes, skylights and landscaping (including waterproofing and insulation) | roof landscaping (hard and soft) |  | 3.04.030 | 120
01.3.04.040.000 | 01 | 3 | 04 | 040 | 000 | Renewal Cost | Architectural works ¦ Non-structural works | Internal divisions |  |  | 3.04.040 | 38
01.3.04.040.010 | 01 | 3 | 04 | 040 | 010 | Renewal Cost | Architectural works ¦ Non-structural works | Internal divisions | non-structural internal walls and partitions |  | 3.04.040 | 38
01.3.04.040.020 | 01 | 3 | 04 | 040 | 020 | Renewal Cost | Architectural works ¦ Non-structural works | Internal divisions | shop fronts |  | 3.04.040 | 38
01.3.04.040.030 | 01 | 3 | 04 | 040 | 030 | Renewal Cost | Architectural works ¦ Non-structural works | Internal divisions | toilet cubicles |  | 3.04.040 | 38
01.3.04.040.040 | 01 | 3 | 04 | 040 | 040 | Renewal Cost | Architectural works ¦ Non-structural works | Internal divisions | moveable partitions |  | 3.04.040 | 38
01.3.04.040.050 | 01 | 3 | 04 | 040 | 050 | Renewal Cost | Architectural works ¦ Non-structural works | Internal divisions | cold rooms |  | 3.04.040 | 38
01.3.04.040.060 | 01 | 3 | 04 | 040 | 060 | Renewal Cost | Architectural works ¦ Non-structural works | Internal divisions | internal doors |  | 3.04.040 | 38
01.3.04.040.070 | 01 | 3 | 04 | 040 | 070 | Renewal Cost | Architectural works ¦ Non-structural works | Internal divisions | internal windows |  | 3.04.040 | 38
01.3.04.040.080 | 01 | 3 | 04 | 040 | 080 | Renewal Cost | Architectural works ¦ Non-structural works | Internal divisions | roller shutters and fire shutters |  | 3.04.040 | 38
01.3.04.040.090 | 01 | 3 | 04 | 040 | 090 | Renewal Cost | Architectural works ¦ Non-structural works | Internal divisions | sundry concrete work |  | 3.04.040 | 38
01.3.04.050.000 | 01 | 3 | 04 | 050 | 000 | Renewal Cost | Architectural works ¦ Non-structural works | Fittings and sundries |  |  | 3.04.050 | 238
01.3.04.050.010 | 01 | 3 | 04 | 050 | 010 | Renewal Cost | Architectural works ¦ Non-structural works | Fittings and sundries | balustrades, railings and handrails |  | 3.04.050 | 238
01.3.04.050.020 | 01 | 3 | 04 | 050 | 020 | Renewal Cost | Architectural works ¦ Non-structural works | Fittings and sundries | staircases and catwalk not forming part of the structure, cat ladders |  | 3.04.050 | 238
01.3.04.050.030 | 01 | 3 | 04 | 050 | 030 | Renewal Cost | Architectural works ¦ Non-structural works | Fittings and sundries | cabinets, cupboards, shelves, counters, benches, notice boards, blackboards |  | 3.04.050 | 238
01.3.04.050.040 | 01 | 3 | 04 | 050 | 040 | Renewal Cost | Architectural works ¦ Non-structural works | Fittings and sundries | exit signs, directory signs |  | 3.04.050 | 238
01.3.04.050.050 | 01 | 3 | 04 | 050 | 050 | Renewal Cost | Architectural works ¦ Non-structural works | Fittings and sundries | window and door dressings |  | 3.04.050 | 238
01.3.04.050.060 | 01 | 3 | 04 | 050 | 060 | Renewal Cost | Architectural works ¦ Non-structural works | Fittings and sundries | decorative features |  | 3.04.050 | 238
01.3.04.050.070 | 01 | 3 | 04 | 050 | 070 | Renewal Cost | Architectural works ¦ Non-structural works | Fittings and sundries | interior landscaping |  | 3.04.050 | 238
01.3.04.050.080 | 01 | 3 | 04 | 050 | 080 | Renewal Cost | Architectural works ¦ Non-structural works | Fittings and sundries | access panels, fire service cabinets |  | 3.04.050 | 238
01.3.04.050.090 | 01 | 3 | 04 | 050 | 090 | Renewal Cost | Architectural works ¦ Non-structural works | Fittings and sundries | sundries |  | 3.04.050 | 238
01.3.04.060.000 | 01 | 3 | 04 | 060 | 000 | Renewal Cost | Architectural works ¦ Non-structural works | Finishes under cover |  |  | 3.04.060 | 182
01.3.04.060.010 | 01 | 3 | 04 | 060 | 010 | Renewal Cost | Architectural works ¦ Non-structural works | Finishes under cover | floor finishes (internal and external) |  | 3.04.060 | 182
01.3.04.060.020 | 01 | 3 | 04 | 060 | 020 | Renewal Cost | Architectural works ¦ Non-structural works | Finishes under cover | internal wall finishes and cladding |  | 3.04.060 | 182
01.3.04.060.030 | 01 | 3 | 04 | 060 | 030 | Renewal Cost | Architectural works ¦ Non-structural works | Finishes under cover | ceiling finishes and false ceilings (internal or external) |  | 3.04.060 | 182
01.3.04.070.000 | 01 | 3 | 04 | 070 | 000 | Renewal Cost | Architectural works ¦ Non-structural works | Builder’s work in connection with services |  |  | 3.04.070 | 0
01.3.04.070.010 | 01 | 3 | 04 | 070 | 010 | Renewal Cost | Architectural works ¦ Non-structural works | Builder’s work in connection with services | plinth, bases |  | 3.04.070 | 0
01.3.04.070.020 | 01 | 3 | 04 | 070 | 020 | Renewal Cost | Architectural works ¦ Non-structural works | Builder’s work in connection with services | fire-proofing enclosure |  | 3.04.070 | 0
01.3.04.070.030 | 01 | 3 | 04 | 070 | 030 | Renewal Cost | Architectural works ¦ Non-structural works | Builder’s work in connection with services | hoisting beams, lift pit separation screens, lift shaft separator beams |  | 3.04.070 | 0
01.3.04.070.040 | 01 | 3 | 04 | 070 | 040 | Renewal Cost | Architectural works ¦ Non-structural works | Builder’s work in connection with services | suspended manholes |  | 3.04.070 | 0
01.3.04.070.050 | 01 | 3 | 04 | 070 | 050 | Renewal Cost | Architectural works ¦ Non-structural works | Builder’s work in connection with services | cable trenches, trench covers |  | 3.04.070 | 0
01.3.04.070.060 | 01 | 3 | 04 | 070 | 060 | Renewal Cost | Architectural works ¦ Non-structural works | Builder’s work in connection with services | sleeves, openings and the like not allowed for in ‘Fittings and sundries’ |  | 3.04.070 | 0
01.3.04.080.000 | 01 | 3 | 04 | 080 | 000 | Renewal Cost | Architectural works ¦ Non-structural works | Composite or prefabricated work |  |  | 3.04.080 | 0
01.3.05.000.000 | 01 | 3 | 05 | 000 | 000 | Renewal Cost | Services and equipment |  |  |  | 3.05.000 | 10
01.3.05.010.000 | 01 | 3 | 05 | 010 | 000 | Renewal Cost | Services and equipment | Heating, ventilating and air-conditioning systems/air conditioners |  |  | 3.05.010 | 89
01.3.05.010.010 | 01 | 3 | 05 | 010 | 010 | Renewal Cost | Services and equipment | Heating, ventilating and air-conditioning systems/air conditioners | seawater system |  | 3.05.010 | 89
01.3.05.010.020 | 01 | 3 | 05 | 010 | 020 | Renewal Cost | Services and equipment | Heating, ventilating and air-conditioning systems/air conditioners | cooling water system |  | 3.05.010 | 89
01.3.05.010.030 | 01 | 3 | 05 | 010 | 030 | Renewal Cost | Services and equipment | Heating, ventilating and air-conditioning systems/air conditioners | chilled water system |  | 3.05.010 | 89
01.3.05.010.040 | 01 | 3 | 05 | 010 | 040 | Renewal Cost | Services and equipment | Heating, ventilating and air-conditioning systems/air conditioners | heating water system |  | 3.05.010 | 89
01.3.05.010.050 | 01 | 3 | 05 | 010 | 050 | Renewal Cost | Services and equipment | Heating, ventilating and air-conditioning systems/air conditioners | steam and condensate system |  | 3.05.010 | 89
01.3.05.010.060 | 01 | 3 | 05 | 010 | 060 | Renewal Cost | Services and equipment | Heating, ventilating and air-conditioning systems/air conditioners | fuel oil system |  | 3.05.010 | 89
01.3.05.010.070 | 01 | 3 | 05 | 010 | 070 | Renewal Cost | Services and equipment | Heating, ventilating and air-conditioning systems/air conditioners | water treatment |  | 3.05.010 | 89
01.3.05.010.080 | 01 | 3 | 05 | 010 | 080 | Renewal Cost | Services and equipment | Heating, ventilating and air-conditioning systems/air conditioners | air handling and distribution system |  | 3.05.010 | 89
01.3.05.010.090 | 01 | 3 | 05 | 010 | 090 | Renewal Cost | Services and equipment | Heating, ventilating and air-conditioning systems/air conditioners | condensate drain system |  | 3.05.010 | 89
01.3.05.010.100 | 01 | 3 | 05 | 010 | 100 | Renewal Cost | Services and equipment | Heating, ventilating and air-conditioning systems/air conditioners | unitary air-conditioning system |  | 3.05.010 | 89
01.3.05.010.110 | 01 | 3 | 05 | 010 | 110 | Renewal Cost | Services and equipment | Heating, ventilating and air-conditioning systems/air conditioners | mechanical ventilation system |  | 3.05.010 | 89
01.3.05.010.120 | 01 | 3 | 05 | 010 | 120 | Renewal Cost | Services and equipment | Heating, ventilating and air-conditioning systems/air conditioners | kitchen ventilation system |  | 3.05.010 | 89
01.3.05.010.130 | 01 | 3 | 05 | 010 | 130 | Renewal Cost | Services and equipment | Heating, ventilating and air-conditioning systems/air conditioners | fume and smoke extraction system |  | 3.05.010 | 89
01.3.05.010.140 | 01 | 3 | 05 | 010 | 140 | Renewal Cost | Services and equipment | Heating, ventilating and air-conditioning systems/air conditioners | anaesthetic gas-extraction system |  | 3.05.010 | 89
01.3.05.010.150 | 01 | 3 | 05 | 010 | 150 | Renewal Cost | Services and equipment | Heating, ventilating and air-conditioning systems/air conditioners | window and split-type air conditioners |  | 3.05.010 | 89
01.3.05.010.160 | 01 | 3 | 05 | 010 | 160 | Renewal Cost | Services and equipment | Heating, ventilating and air-conditioning systems/air conditioners | air-curtains |  | 3.05.010 | 89
01.3.05.010.170 | 01 | 3 | 05 | 010 | 170 | Renewal Cost | Services and equipment | Heating, ventilating and air-conditioning systems/air conditioners | fans |  | 3.05.010 | 89
01.3.05.010.180 | 01 | 3 | 05 | 010 | 180 | Renewal Cost | Services and equipment | Heating, ventilating and air-conditioning systems/air conditioners | related electrical and control systems |  | 3.05.010 | 89
01.3.05.010.190 | 01 | 3 | 05 | 010 | 190 | Renewal Cost | Services and equipment | Heating, ventilating and air-conditioning systems/air conditioners | submissions, testing and commissioning |  | 3.05.010 | 89
01.3.05.020.000 | 01 | 3 | 05 | 020 | 000 | Renewal Cost | Services and equipment | Electrical services |  |  | 3.05.020 | 57
01.3.05.020.010 | 01 | 3 | 05 | 020 | 010 | Renewal Cost | Services and equipment | Electrical services | information and communications technology system |  | 3.05.020 | 57
01.3.05.020.020 | 01 | 3 | 05 | 020 | 020 | Renewal Cost | Services and equipment | Electrical services | staff paging/location |  | 3.05.020 | 57
01.3.05.020.030 | 01 | 3 | 05 | 020 | 030 | Renewal Cost | Services and equipment | Electrical services | public address system |  | 3.05.020 | 57
01.3.05.020.040 | 01 | 3 | 05 | 020 | 040 | Renewal Cost | Services and equipment | Electrical services | building automation |  | 3.05.020 | 57
01.3.05.020.050 | 01 | 3 | 05 | 020 | 050 | Renewal Cost | Services and equipment | Electrical services | security and alarm |  | 3.05.020 | 57
01.3.05.020.060 | 01 | 3 | 05 | 020 | 060 | Renewal Cost | Services and equipment | Electrical services | close circuit television |  | 3.05.020 | 57
01.3.05.020.070 | 01 | 3 | 05 | 020 | 070 | Renewal Cost | Services and equipment | Electrical services | communal aerial broadcast distribution and the like |  | 3.05.020 | 57
01.3.05.020.080 | 01 | 3 | 05 | 020 | 080 | Renewal Cost | Services and equipment | Electrical services | submissions, testing and commissioning |  | 3.05.020 | 57
01.3.05.030.000 | 01 | 3 | 05 | 030 | 000 | Renewal Cost | Services and equipment | Fitting out lighting fittings |  |  | 3.05.030 | 0
01.3.05.040.000 | 01 | 3 | 05 | 040 | 000 | Renewal Cost | Services and equipment | Extra low voltage services |  |  | 3.05.040 | 161
01.3.05.040.010 | 01 | 3 | 05 | 040 | 010 | Renewal Cost | Services and equipment | Extra low voltage services | information and communications technology system |  | 3.05.040 | 161
01.3.05.040.020 | 01 | 3 | 05 | 040 | 020 | Renewal Cost | Services and equipment | Extra low voltage services | staff paging/location |  | 3.05.040 | 161
01.3.05.040.030 | 01 | 3 | 05 | 040 | 030 | Renewal Cost | Services and equipment | Extra low voltage services | public address system |  | 3.05.040 | 161
01.3.05.040.040 | 01 | 3 | 05 | 040 | 040 | Renewal Cost | Services and equipment | Extra low voltage services | building automation |  | 3.05.040 | 161
01.3.05.040.050 | 01 | 3 | 05 | 040 | 050 | Renewal Cost | Services and equipment | Extra low voltage services | security and alarm |  | 3.05.040 | 161
01.3.05.040.060 | 01 | 3 | 05 | 040 | 060 | Renewal Cost | Services and equipment | Extra low voltage services | close circuit television |  | 3.05.040 | 161
01.3.05.040.070 | 01 | 3 | 05 | 040 | 070 | Renewal Cost | Services and equipment | Extra low voltage services | communal aerial broadcast distribution and the like |  | 3.05.040 | 161
01.3.05.040.080 | 01 | 3 | 05 | 040 | 080 | Renewal Cost | Services and equipment | Extra low voltage services | submissions, testing and commissioning |  | 3.05.040 | 161
01.3.05.050. | 01 | 3 | 05 | 050 |  | Renewal Cost | Services and equipment | Water supply and drainage above ground or inside basement |  |  | 3.05.050 | 37
01.3.05.050.010 | 01 | 3 | 05 | 050 | 010 | Renewal Cost | Services and equipment | Water supply and drainage above ground or inside basement | cold water supply |  | 3.05.050 | 37
01.3.05.050.020 | 01 | 3 | 05 | 050 | 020 | Renewal Cost | Services and equipment | Water supply and drainage above ground or inside basement | hot water supply |  | 3.05.050 | 37
01.3.05.050.030 | 01 | 3 | 05 | 050 | 030 | Renewal Cost | Services and equipment | Water supply and drainage above ground or inside basement | flushing water supply |  | 3.05.050 | 37
01.3.05.050.040 | 01 | 3 | 05 | 050 | 040 | Renewal Cost | Services and equipment | Water supply and drainage above ground or inside basement | grey water supply |  | 3.05.050 | 37
01.3.05.050.050 | 01 | 3 | 05 | 050 | 050 | Renewal Cost | Services and equipment | Water supply and drainage above ground or inside basement | cleansing water supply |  | 3.05.050 | 37
01.3.05.050.060 | 01 | 3 | 05 | 050 | 060 | Renewal Cost | Services and equipment | Water supply and drainage above ground or inside basement | irrigation water supply |  | 3.05.050 | 37
01.3.05.050.070 | 01 | 3 | 05 | 050 | 070 | Renewal Cost | Services and equipment | Water supply and drainage above ground or inside basement | rainwater disposal |  | 3.05.050 | 37
01.3.05.050.080 | 01 | 3 | 05 | 050 | 080 | Renewal Cost | Services and equipment | Water supply and drainage above ground or inside basement | soil and waste disposal |  | 3.05.050 | 37
01.3.05.050.090 | 01 | 3 | 05 | 050 | 090 | Renewal Cost | Services and equipment | Water supply and drainage above ground or inside basement | planter drainage disposal |  | 3.05.050 | 37
01.3.05.050.100 | 01 | 3 | 05 | 050 | 100 | Renewal Cost | Services and equipment | Water supply and drainage above ground or inside basement | kitchen drainage disposal |  | 3.05.050 | 37
01.3.05.050.110 | 01 | 3 | 05 | 050 | 110 | Renewal Cost | Services and equipment | Water supply and drainage above ground or inside basement | related electrical and control systems |  | 3.05.050 | 37
01.3.05.050.120 | 01 | 3 | 05 | 050 | 120 | Renewal Cost | Services and equipment | Water supply and drainage above ground or inside basement | submissions, testing and commissioning |  | 3.05.050 | 37
01.3.05.060.000 | 01 | 3 | 05 | 060 | 000 | Renewal Cost | Services and equipment | Supply of sanitary fittings and fixtures (installation included in ‘Water supply and above ground drainage’ unless not separable from costs of ‘Fittings and sundries’) |  |  | 3.05.060 | 0
01.3.05.070.000 | 01 | 3 | 05 | 070 | 000 | Renewal Cost | Services and equipment | Disposal systems |  |  | 3.05.070 | 24
01.3.05.070.010 | 01 | 3 | 05 | 070 | 010 | Renewal Cost | Services and equipment | Disposal systems | refuse |  | 3.05.070 | 24
01.3.05.070.020 | 01 | 3 | 05 | 070 | 020 | Renewal Cost | Services and equipment | Disposal systems | laboratory waste |  | 3.05.070 | 24
01.3.05.070.030 | 01 | 3 | 05 | 070 | 030 | Renewal Cost | Services and equipment | Disposal systems | industrial waste |  | 3.05.070 | 24
01.3.05.070.040 | 01 | 3 | 05 | 070 | 040 | Renewal Cost | Services and equipment | Disposal systems | incinerator |  | 3.05.070 | 24
01.3.05.070.050 | 01 | 3 | 05 | 070 | 050 | Renewal Cost | Services and equipment | Disposal systems | submissions, testing and commissioning |  | 3.05.070 | 24
01.3.05.080.000 | 01 | 3 | 05 | 080 | 000 | Renewal Cost | Services and equipment | Fire services |  |  | 3.05.080 | 20
01.3.05.080.010 | 01 | 3 | 05 | 080 | 010 | Renewal Cost | Services and equipment | Fire services | fire hydrant and hose reel system |  | 3.05.080 | 20
01.3.05.080.020 | 01 | 3 | 05 | 080 | 020 | Renewal Cost | Services and equipment | Fire services | wet risers |  | 3.05.080 | 20
01.3.05.080.030 | 01 | 3 | 05 | 080 | 030 | Renewal Cost | Services and equipment | Fire services | sprinkler system |  | 3.05.080 | 20
01.3.05.080.040 | 01 | 3 | 05 | 080 | 040 | Renewal Cost | Services and equipment | Fire services | deluge system |  | 3.05.080 | 20
01.3.05.080.050 | 01 | 3 | 05 | 080 | 050 | Renewal Cost | Services and equipment | Fire services | gaseous extinguishing system |  | 3.05.080 | 20
01.3.05.080.060 | 01 | 3 | 05 | 080 | 060 | Renewal Cost | Services and equipment | Fire services | foam extinguishing system |  | 3.05.080 | 20
01.3.05.080.070 | 01 | 3 | 05 | 080 | 070 | Renewal Cost | Services and equipment | Fire services | audio/visual advisory system | Add to S&A | 3.05.080 | 20
01.3.05.080.080 | 01 | 3 | 05 | 080 | 080 | Renewal Cost | Services and equipment | Fire services | automatic fire alarm and detection system | Add to S&A | 3.05.080 | 20
01.3.05.080.090 | 01 | 3 | 05 | 080 | 090 | Renewal Cost | Services and equipment | Fire services | portable hand-operated appliances and sundries | Add to S&A | 3.05.080 | 20
01.3.05.080.100 | 01 | 3 | 05 | 080 | 100 | Renewal Cost | Services and equipment | Fire services | related electrical and control systems | Add to S&A | 3.05.080 | 20
01.3.05.080.110 | 01 | 3 | 05 | 080 | 110 | Renewal Cost | Services and equipment | Fire services | submissions, testing and commissioning | Add to S&A | 3.05.080 | 20
01.3.05.090.000 | 01 | 3 | 05 | 090 | 000 | Renewal Cost | Services and equipment | Gas services |  |  | 3.05.090 | 57
01.3.05.090.010 | 01 | 3 | 05 | 090 | 010 | Renewal Cost | Services and equipment | Gas services | coal gas |  | 3.05.090 | 57
01.3.05.090.020 | 01 | 3 | 05 | 090 | 020 | Renewal Cost | Services and equipment | Gas services | natural gas |  | 3.05.090 | 57
01.3.05.090.030 | 01 | 3 | 05 | 090 | 030 | Renewal Cost | Services and equipment | Gas services | liquid petroleum gas |  | 3.05.090 | 57
01.3.05.090.040 | 01 | 3 | 05 | 090 | 040 | Renewal Cost | Services and equipment | Gas services | medical gas/laboratory gas |  | 3.05.090 | 57
01.3.05.090.050 | 01 | 3 | 05 | 090 | 050 | Renewal Cost | Services and equipment | Gas services | industrial gas/compressed air/instrument air |  | 3.05.090 | 57
01.3.05.090.060 | 01 | 3 | 05 | 090 | 060 | Renewal Cost | Services and equipment | Gas services | vacuum |  | 3.05.090 | 57
01.3.05.090.070 | 01 | 3 | 05 | 090 | 070 | Renewal Cost | Services and equipment | Gas services | steam |  | 3.05.090 | 57
01.3.05.090.080 | 01 | 3 | 05 | 090 | 080 | Renewal Cost | Services and equipment | Gas services | submissions, testing and commissioning |  | 3.05.090 | 57
01.3.05.100.000 | 01 | 3 | 05 | 100 | 000 | Renewal Cost | Services and equipment | Movement systems |  |  | 3.05.100 | 89
01.3.05.100.010 | 01 | 3 | 05 | 100 | 010 | Renewal Cost | Services and equipment | Movement systems | lifts ¦ elevators |  | 3.05.100 | 89
01.3.05.100.020 | 01 | 3 | 05 | 100 | 020 | Renewal Cost | Services and equipment | Movement systems | platform lifts |  | 3.05.100 | 89
01.3.05.100.030 | 01 | 3 | 05 | 100 | 030 | Renewal Cost | Services and equipment | Movement systems | escalators |  | 3.05.100 | 89
01.3.05.100.040 | 01 | 3 | 05 | 100 | 040 | Renewal Cost | Services and equipment | Movement systems | travellators ¦ moving walkways |  | 3.05.100 | 89
01.3.05.100.050 | 01 | 3 | 05 | 100 | 050 | Renewal Cost | Services and equipment | Movement systems | conveyors |  | 3.05.100 | 89
01.3.05.100.060 | 01 | 3 | 05 | 100 | 060 | Renewal Cost | Services and equipment | Movement systems | submissions, testing and commissioning |  | 3.05.100 | 89
01.3.05.110.000 | 01 | 3 | 05 | 110 | 000 | Renewal Cost | Services and equipment | Gondolas |  |  | 3.05.110 | 1
01.3.05.120.000 | 01 | 3 | 05 | 120 | 000 | Renewal Cost | Services and equipment | Turntables |  |  | 3.05.120 | 0
01.3.05.130.000 | 01 | 3 | 05 | 130 | 000 | Renewal Cost | Services and equipment | Generators |  |  | 3.05.130 | 0
01.3.05.140.000 | 01 | 3 | 05 | 140 | 000 | Renewal Cost | Services and equipment | Energy-saving features |  |  | 3.05.140 | 0
01.3.05.150.000 | 01 | 3 | 05 | 150 | 000 | Renewal Cost | Services and equipment | Water and waste water treatment equipment |  |  | 3.05.150 | 9
01.3.05.160.000 | 01 | 3 | 05 | 160 | 000 | Renewal Cost | Services and equipment | Fountains, pools and filtration plant |  |  | 3.05.160 | 6
01.3.05.170.000 | 01 | 3 | 05 | 170 | 000 | Renewal Cost | Services and equipment | Powered building signage |  |  | 3.05.170 | 0
01.3.05.175.000 | 01 | 3 | 05 | 175 | 000 | Renewal Cost | Services and equipment | Audio/visual entertainment system |  |  | 3.05.175 | 0
01.3.05.180.000 | 01 | 3 | 05 | 180 | 000 | Renewal Cost | Services and equipment | Kitchen equipment |  |  | 3.05.180 | 0
01.3.05.190.000 | 01 | 3 | 05 | 190 | 000 | Renewal Cost | Services and equipment | Cold room equipment |  |  | 3.05.190 | 0
01.3.05.200.000 | 01 | 3 | 05 | 200 | 000 | Renewal Cost | Services and equipment | Laboratory equipment |  |  | 3.05.200 | 0
01.3.05.210.000 | 01 | 3 | 05 | 210 | 000 | Renewal Cost | Services and equipment | Medical equipment |  |  | 3.05.210 | 0
01.3.05.220.000 | 01 | 3 | 05 | 220 | 000 | Renewal Cost | Services and equipment | Hotel equipment |  |  | 3.05.220 | 0
01.3.05.230.000 | 01 | 3 | 05 | 230 | 000 | Renewal Cost | Services and equipment | Car park or entrances access control |  |  | 3.05.230 | 36
01.3.05.240.000 | 01 | 3 | 05 | 240 | 000 | Renewal Cost | Services and equipment | Domestic appliances |  |  | 3.05.240 | 0
01.3.05.250.000 | 01 | 3 | 05 | 250 | 000 | Renewal Cost | Services and equipment | Other specialist services |  |  | 3.05.250 | 7
01.3.05.260.000 | 01 | 3 | 05 | 260 | 000 | Renewal Cost | Services and equipment | Builder’s profit and attendance on services |  |  | 3.05.260 | 0
01.3.06.000.000 | 01 | 3 | 06 | 000 | 000 | Renewal Cost | Surface and underground drainage |  |  |  | 3.06.000 | 9
01.3.06.010.000 | 01 | 3 | 06 | 010 | 000 | Renewal Cost | Surface and underground drainage | Surface water drainage |  |  | 3.06.010 | 41
01.3.06.020.000 | 01 | 3 | 06 | 020 | 000 | Renewal Cost | Surface and underground drainage | Storm water drainage |  |  | 3.06.020 | 8
01.3.06.030.000 | 01 | 3 | 06 | 030 | 000 | Renewal Cost | Surface and underground drainage | Foul and waste water drainage |  |  | 3.06.030 | 70
01.3.06.040.000 | 01 | 3 | 06 | 040 | 000 | Renewal Cost | Surface and underground drainage | Drainage disconnections and connections |  |  | 3.06.040 | 16
01.3.06.050.000 | 01 | 3 | 06 | 050 | 000 | Renewal Cost | Surface and underground drainage | CCTV inspection of existing or new drains |  |  | 3.06.050 | 0
01.3.06.060.000 | 01 | 3 | 06 | 060 | 000 | Renewal Cost | Surface and underground drainage | Buried Process Pipe |  |  | 3.06.060 | 2
01.3.07.000.000 | 01 | 3 | 07 | 000 | 000 | Renewal Cost | External and ancillary works |  |  |  | 3.07.000 | 0
01.3.07.010.000 | 01 | 3 | 07 | 010 | 000 | Renewal Cost | External and ancillary works | Permanent retaining structures |  |  | 3.07.010 | 33
01.3.07.020.000 | 01 | 3 | 07 | 020 | 000 | Renewal Cost | External and ancillary works | Site enclosures and divisions |  |  | 3.07.020 | 0
01.3.07.030.000 | 01 | 3 | 07 | 030 | 000 | Renewal Cost | External and ancillary works | Ancillary structures |  |  | 3.07.030 | 9
01.3.07.040.000 | 01 | 3 | 07 | 040 | 000 | Renewal Cost | External and ancillary works | Roads and paving |  |  | 3.07.040 | 57
01.3.07.050.000 | 01 | 3 | 07 | 050 | 000 | Renewal Cost | External and ancillary works | Landscaping (hard and soft) |  |  | 3.07.050 | 0
01.3.07.060.000 | 01 | 3 | 07 | 060 | 000 | Renewal Cost | External and ancillary works | Fittings and equipment |  |  | 3.07.060 | 89
01.3.07.070.000 | 01 | 3 | 07 | 070 | 000 | Renewal Cost | External and ancillary works | External services |  |  | 3.07.070 | 8
01.3.07.070.010 | 01 | 3 | 07 | 070 | 010 | Renewal Cost | External and ancillary works | External services | water supply |  | 3.07.070 | 8
01.3.07.070.020 | 01 | 3 | 07 | 070 | 020 | Renewal Cost | External and ancillary works | External services | gas supply |  | 3.07.070 | 8
01.3.07.070.030 | 01 | 3 | 07 | 070 | 030 | Renewal Cost | External and ancillary works | External services | power supply |  | 3.07.070 | 8
01.3.07.070.040 | 01 | 3 | 07 | 070 | 040 | Renewal Cost | External and ancillary works | External services | communications supply |  | 3.07.070 | 8
01.3.07.070.050 | 01 | 3 | 07 | 070 | 050 | Renewal Cost | External and ancillary works | External services | utility disconnections and connections |  | 3.07.070 | 8
01.3.07.070.060 | 01 | 3 | 07 | 070 | 060 | Renewal Cost | External and ancillary works | External services | external lighting |  | 3.07.070 | 8
01.3.07.070.070 | 01 | 3 | 07 | 070 | 070 | Renewal Cost | External and ancillary works | External services | utility disconnections and connections |  | 3.07.070 | 8
01.3.08.000.000 | 01 | 3 | 08 | 000 | 000 | Renewal Cost | Preliminaries ¦ Constructors’ site overheads ¦ general requirements |  |  |  | 3.08.000 | 0
01.3.08.010.000 | 01 | 3 | 08 | 010 | 000 | Renewal Cost | Preliminaries ¦ Constructors’ site overheads ¦ general requirements | Construction management including site management staff and support labour |  |  | 3.08.010 | 29
01.3.08.020.000 | 01 | 3 | 08 | 020 | 000 | Renewal Cost | Preliminaries ¦ Constructors’ site overheads ¦ general requirements | Temporary access roads and storage areas, traffic management and diversion (at the Constructors’ discretion) |  |  | 3.08.020 | 0
01.3.08.030.000 | 01 | 3 | 08 | 030 | 000 | Renewal Cost | Preliminaries ¦ Constructors’ site overheads ¦ general requirements | Temporary site fencing and securities |  |  | 3.08.030 | 1
01.3.08.040.000 | 01 | 3 | 08 | 040 | 000 | Renewal Cost | Preliminaries ¦ Constructors’ site overheads ¦ general requirements | Commonly shared construction plant |  |  | 3.08.040 | 0
01.3.08.050.000 | 01 | 3 | 08 | 050 | 000 | Renewal Cost | Preliminaries ¦ Constructors’ site overheads ¦ general requirements | Commonly shared scaffolding |  |  | 3.08.050 | 0
01.3.08.060.000 | 01 | 3 | 08 | 060 | 000 | Renewal Cost | Preliminaries ¦ Constructors’ site overheads ¦ general requirements | Other temporary facilities and services |  |  | 3.08.060 | 27
01.3.08.070.000 | 01 | 3 | 08 | 070 | 000 | Renewal Cost | Preliminaries ¦ Constructors’ site overheads ¦ general requirements | Technology and communications: telephone, broadband, hardware, software |  |  | 3.08.070 | 0
01.3.08.080.000 | 01 | 3 | 08 | 080 | 000 | Renewal Cost | Preliminaries ¦ Constructors’ site overheads ¦ general requirements | Constructor’s submissions, reports and as-built documentation |  |  | 3.08.080 | 0
01.3.08.090.000 | 01 | 3 | 08 | 090 | 000 | Renewal Cost | Preliminaries ¦ Constructors’ site overheads ¦ general requirements | Quality monitoring, recording and inspections |  |  | 3.08.090 | 0
01.3.08.100.000 | 01 | 3 | 08 | 100 | 000 | Renewal Cost | Preliminaries ¦ Constructors’ site overheads ¦ general requirements | Safety, health and environmental management |  |  | 3.08.100 | 85
01.3.08.110.000 | 01 | 3 | 08 | 110 | 000 | Renewal Cost | Preliminaries ¦ Constructors’ site overheads ¦ general requirements | Insurances, bonds, guarantees and warranties |  |  | 3.08.110 | 0
01.3.08.120.000 | 01 | 3 | 08 | 120 | 000 | Renewal Cost | Preliminaries ¦ Constructors’ site overheads ¦ general requirements | Constructor’s statutory fees and charges |  |  | 3.08.120 | 0
01.3.08.130.000 | 01 | 3 | 08 | 130 | 000 | Renewal Cost | Preliminaries ¦ Constructors’ site overheads ¦ general requirements | Testing and commissioning |  |  | 3.08.130 | 0
01.3.09.000.000 | 01 | 3 | 09 | 000 | 000 | Renewal Cost | Risk Allowances |  |  |  | 3.09.000 | 0
01.3.09.010.000 | 01 | 3 | 09 | 010 | 000 | Renewal Cost | Risk Allowances | Design development allowance |  |  | 3.09.010 | 0
01.3.09.020.000 | 01 | 3 | 09 | 020 | 000 | Renewal Cost | Risk Allowances | Construction contingencies |  |  | 3.09.020 | 0
01.3.09.030.000 | 01 | 3 | 09 | 030 | 000 | Renewal Cost | Risk Allowances | Price Level Adjustments |  |  | 3.09.030 | 0
01.3.09.030.010 | 01 | 3 | 09 | 030 | 010 | Renewal Cost | Risk Allowances | Price Level Adjustments | until tendering |  | 3.09.030 | 0
01.3.09.030.020 | 01 | 3 | 09 | 030 | 020 | Renewal Cost | Risk Allowances | Price Level Adjustments | during construction |  | 3.09.030 | 0
01.3.09.040.000 | 01 | 3 | 09 | 040 | 000 | Renewal Cost | Risk Allowances | Exchange rate fluctuation adjustments |  |  | 3.09.040 | 0
01.3.10.000.000 | 01 | 3 | 10 | 000 | 000 | Renewal Cost | Taxes and Levies |  |  |  | 3.10.000 | 0
01.3.10.010.000 | 01 | 3 | 10 | 010 | 000 | Renewal Cost | Taxes and Levies | Paid by the Constructor |  |  | 3.10.010 | 0
01.3.10.020.000 | 01 | 3 | 10 | 020 | 000 | Renewal Cost | Taxes and Levies | Paid by the Client in relation to the construction contract payments |  |  | 3.10.020 | 0
01.3.11.000.000 | 01 | 3 | 11 | 000 | 000 | Renewal Cost | Work and utilities off-site |  |  |  | 3.11.000 | 0
01.3.11.010.000 | 01 | 3 | 11 | 010 | 000 | Renewal Cost | Work and utilities off-site | Connections to, diversion of and capacity enhancement of public utility mains or sources off-site up to mains connections on-site |  |  | 3.11.010 | 0
01.3.11.010.010 | 01 | 3 | 11 | 010 | 010 | Renewal Cost | Work and utilities off-site | Connections to, diversion of and capacity enhancement of public utility mains or sources off-site up to mains connections on-site | electricity |  | 3.11.010 | 0
01.3.11.010.020 | 01 | 3 | 11 | 010 | 020 | Renewal Cost | Work and utilities off-site | Connections to, diversion of and capacity enhancement of public utility mains or sources off-site up to mains connections on-site | transformers |  | 3.11.010 | 0
01.3.11.010.030 | 01 | 3 | 11 | 010 | 030 | Renewal Cost | Work and utilities off-site | Connections to, diversion of and capacity enhancement of public utility mains or sources off-site up to mains connections on-site | water |  | 3.11.010 | 0
01.3.11.010.040 | 01 | 3 | 11 | 010 | 040 | Renewal Cost | Work and utilities off-site | Connections to, diversion of and capacity enhancement of public utility mains or sources off-site up to mains connections on-site | sewer |  | 3.11.010 | 0
01.3.11.010.050 | 01 | 3 | 11 | 010 | 050 | Renewal Cost | Work and utilities off-site | Connections to, diversion of and capacity enhancement of public utility mains or sources off-site up to mains connections on-site | gas |  | 3.11.010 | 0
01.3.11.010.060 | 01 | 3 | 11 | 010 | 060 | Renewal Cost | Work and utilities off-site | Connections to, diversion of and capacity enhancement of public utility mains or sources off-site up to mains connections on-site | telecommunications |  | 3.11.010 | 0
01.3.11.020.000 | 01 | 3 | 11 | 020 | 000 | Renewal Cost | Work and utilities off-site | Public access roads and footpaths |  |  | 3.11.020 | 0
01.3.12.000.000 | 01 | 3 | 12 | 000 | 000 | Renewal Cost | Post-completion loose furniture, fittings and equipment |  |  |  | 3.12.000 | 0
01.3.12.010.000 | 01 | 3 | 12 | 010 | 000 | Renewal Cost | Post-completion loose furniture, fittings and equipment | Production, process, operating and loose furniture, furnishing and equipment not normally provided before completion of construction |  |  | 3.12.010 | 0
01.3.13.000.000 | 01 | 3 | 13 | 000 | 000 | Renewal Cost | Construction ¦ Renewal ¦ Maintenance-related consultancies and supervision |  |  |  | 3.13.000 | 0
01.3.13.010.000 | 01 | 3 | 13 | 010 | 000 | Renewal Cost | Construction ¦ Renewal ¦ Maintenance-related consultancies and supervision | Consultants’ fees and reimbursable |  |  | 3.13.010 | 0
01.3.13.010.010 | 01 | 3 | 13 | 010 | 010 | Renewal Cost | Construction ¦ Renewal ¦ Maintenance-related consultancies and supervision | Consultants’ fees and reimbursable | architects (architectural, landscape, interior design, technical, etc.) |  | 3.13.010 | 0
01.3.13.010.020 | 01 | 3 | 13 | 010 | 020 | Renewal Cost | Construction ¦ Renewal ¦ Maintenance-related consultancies and supervision | Consultants’ fees and reimbursable | engineers (geotechnical, civil, structural, mechanical, electrical and plumbing, technical, etc.) |  | 3.13.010 | 0
01.3.13.010.030 | 01 | 3 | 13 | 010 | 030 | Renewal Cost | Construction ¦ Renewal ¦ Maintenance-related consultancies and supervision | Consultants’ fees and reimbursable | project managers |  | 3.13.010 | 0
01.3.13.010.040 | 01 | 3 | 13 | 010 | 040 | Renewal Cost | Construction ¦ Renewal ¦ Maintenance-related consultancies and supervision | Consultants’ fees and reimbursable | surveyors (quantity surveying, land surveying, building surveying, cost engineering, etc.) |  | 3.13.010 | 0
01.3.13.010.050 | 01 | 3 | 13 | 010 | 050 | Renewal Cost | Construction ¦ Renewal ¦ Maintenance-related consultancies and supervision | Consultants’ fees and reimbursable | specialist consultants (environmental, traffic, acoustic, facade, BIM, etc.) |  | 3.13.010 | 0
01.3.13.010.060 | 01 | 3 | 13 | 010 | 060 | Renewal Cost | Construction ¦ Renewal ¦ Maintenance-related consultancies and supervision | Consultants’ fees and reimbursable | value management studies |  | 3.13.010 | 0
01.3.13.020.000 | 01 | 3 | 13 | 020 | 000 | Renewal Cost | Construction ¦ Renewal ¦ Maintenance-related consultancies and supervision | Charges and levies payable to statutory bodies or their appointed agencies (in connection with planning, design, tender and contract approvals, supervision and acceptance inspections) |  |  | 3.13.020 | 0
01.3.13.030.000 | 01 | 3 | 13 | 030 | 000 | Renewal Cost | Construction ¦ Renewal ¦ Maintenance-related consultancies and supervision | Site supervision charges (including their accommodation and travels) |  |  | 3.13.030 | 0
01.3.13.040.000 | 01 | 3 | 13 | 040 | 000 | Renewal Cost | Construction ¦ Renewal ¦ Maintenance-related consultancies and supervision | Payments to testing authorities or laboratories |  |  | 3.13.040 | 0
01.4.00.000.000 | 01 | 4 | 00 | 000 | 000 | Operation Cost |  |  |  |  | 4.00.000 | 0
01.4.01.000.000 | 01 | 4 | 01 | 000 | 000 | Operation Cost | Cleaning |  |  |  | 4.01.000 | 0
01.4.01.010.000 | 01 | 4 | 01 | 010 | 000 | Operation Cost | Cleaning | External cleaning (routine and periodic) |  |  | 4.01.010 | 0
01.4.01.020.000 | 01 | 4 | 01 | 020 | 000 | Operation Cost | Cleaning | Internal cleaning (routine and periodic) |  |  | 4.01.020 | 0
01.4.01.030.000 | 01 | 4 | 01 | 030 | 000 | Operation Cost | Cleaning | Specialist cleaning (define type) |  |  | 4.01.030 | 0
01.4.02.000.000 | 01 | 4 | 02 | 000 | 000 | Operation Cost | Utilities |  |  |  | 4.02.000 | 0
01.4.02.010.000 | 01 | 4 | 02 | 010 | 000 | Operation Cost | Utilities | Fuel (state type: gas/electricity/oil and other fuel sources) |  |  | 4.02.010 | 0
01.4.02.020.000 | 01 | 4 | 02 | 020 | 000 | Operation Cost | Utilities | Water, drainage and sewerage |  |  | 4.02.020 | 0
01.4.03.000.000 | 01 | 4 | 03 | 000 | 000 | Operation Cost | Waste management |  |  |  | 4.03.000 | 0
01.4.03.010.000 | 01 | 4 | 03 | 010 | 000 | Operation Cost | Waste management | Waste collection and disposal |  |  | 4.03.010 | 0
01.4.03.020.000 | 01 | 4 | 03 | 020 | 000 | Operation Cost | Waste management | Recycling and savage |  |  | 4.03.020 | 0
01.4.04.000.000 | 01 | 4 | 04 | 000 | 000 | Operation Cost | Security |  |  |  | 4.04.000 | 0
01.4.04.010.000 | 01 | 4 | 04 | 010 | 000 | Operation Cost | Security | Physical security |  |  | 4.04.010 | 0
01.4.04.020.000 | 01 | 4 | 04 | 020 | 000 | Operation Cost | Security | Remote monitoring |  |  | 4.04.020 | 0
01.4.05.000.000 | 01 | 4 | 05 | 000 | 000 | Operation Cost | Information and communications technology |  |  |  | 4.05.000 | 0
01.4.05.010.000 | 01 | 4 | 05 | 010 | 000 | Operation Cost | Information and communications technology | Communication systems |  |  | 4.05.010 | 0
01.4.05.020.000 | 01 | 4 | 05 | 020 | 000 | Operation Cost | Information and communications technology | Specialist technology / sensors |  |  | 4.05.020 | 0
01.4.06.000.000 | 01 | 4 | 06 | 000 | 000 | Operation Cost | Operators’ site overheads ¦ general requirements |  |  |  | 4.06.000 | 0
01.4.06.010.000 | 01 | 4 | 06 | 010 | 000 | Operation Cost | Operators’ site overheads ¦ general requirements | Administration |  |  | 4.06.010 | 0
01.4.06.020.000 | 01 | 4 | 06 | 020 | 000 | Operation Cost | Operators’ site overheads ¦ general requirements | Property insurance |  |  | 4.06.020 | 0
01.4.07.000.000 | 01 | 4 | 07 | 000 | 000 | Operation Cost | Risk Allowances |  |  |  | 4.07.000 | 0
01.4.07.010.000 | 01 | 4 | 07 | 010 | 000 | Operation Cost | Risk Allowances | Operation related (user definable) |  |  | 4.07.010 | 0
01.4.07.020.000 | 01 | 4 | 07 | 020 | 000 | Operation Cost | Risk Allowances | Contractual obligations |  |  | 4.07.020 | 0
01.4.08.000.000 | 01 | 4 | 08 | 000 | 000 | Operation Cost | Taxes and Levies |  |  |  | 4.08.000 | 0
01.4.08.010.000 | 01 | 4 | 08 | 010 | 000 | Operation Cost | Taxes and Levies | Taxes |  |  | 4.08.010 | 0
01.4.08.020.000 | 01 | 4 | 08 | 020 | 000 | Operation Cost | Taxes and Levies | Levies |  |  | 4.08.020 | 0
01.5.00.000.000 | 01 | 5 | 00 | 000 | 000 | Maintenance Cost |  |  |  |  | 5.00.000 | 0
01.5.01.000.000 | 01 | 5 | 01 | 000 | 000 | Maintenance Cost | Demolition, site preparation and formation |  |  |  | 5.01.000 | 0
01.5.01.010.000 | 01 | 5 | 01 | 010 | 000 | Maintenance Cost | Demolition, site preparation and formation | Site survey and ground investigation |  |  | 5.01.010 | 1
01.5.01.020.000 | 01 | 5 | 01 | 020 | 000 | Maintenance Cost | Demolition, site preparation and formation | Environmental treatment |  |  | 5.01.020 | 13
01.5.01.030.000 | 01 | 5 | 01 | 030 | 000 | Maintenance Cost | Demolition, site preparation and formation | Sampling of hazardous or useful materials or conditions |  |  | 5.01.030 | 0
01.5.01.040.000 | 01 | 5 | 01 | 040 | 000 | Maintenance Cost | Demolition, site preparation and formation | Temporary fencing |  |  | 5.01.040 | 0
01.5.01.050.000 | 01 | 5 | 01 | 050 | 000 | Maintenance Cost | Demolition, site preparation and formation | Demolition of existing buildings and support to adjacent structures |  |  | 5.01.050 | 0
01.5.01.060.000 | 01 | 5 | 01 | 060 | 000 | Maintenance Cost | Demolition, site preparation and formation | Site surface clearance (clearing, grubbing, topsoil stripping, tree felling, minor earthwork, removal) |  |  | 5.01.060 | 0
01.5.01.070.000 | 01 | 5 | 01 | 070 | 000 | Maintenance Cost | Demolition, site preparation and formation | Tree transplant |  |  | 5.01.070 | 0
01.5.01.080.000 | 01 | 5 | 01 | 080 | 000 | Maintenance Cost | Demolition, site preparation and formation | Site formation and slope treatment |  |  | 5.01.080 | 2
01.5.01.090.000 | 01 | 5 | 01 | 090 | 000 | Maintenance Cost | Demolition, site preparation and formation | Temporary surface drainage and dewatering |  |  | 5.01.090 | 3
01.5.01.100.000 | 01 | 5 | 01 | 100 | 000 | Maintenance Cost | Demolition, site preparation and formation | Temporary protection, diversion and relocation of public utilities |  |  | 5.01.100 | 9
01.5.01.110.000 | 01 | 5 | 01 | 110 | 000 | Maintenance Cost | Demolition, site preparation and formation | Erosion control |  |  | 5.01.110 | 0
01.5.02.000.000 | 01 | 5 | 02 | 000 | 000 | Maintenance Cost | Substructure |  |  |  | 5.02.000 | 2
01.5.02.010.000 | 01 | 5 | 02 | 010 | 000 | Maintenance Cost | Substructure | Foundation piling and underpinning |  |  | 5.02.010 | 22
01.5.02.010.010 | 01 | 5 | 02 | 010 | 010 | Maintenance Cost | Substructure | Foundation piling and underpinning | mobilisation and demobilisation |  | 5.02.010 | 22
01.5.02.010.020 | 01 | 5 | 02 | 010 | 020 | Maintenance Cost | Substructure | Foundation piling and underpinning | trial piles and caisson |  | 5.02.010 | 22
01.5.02.010.030 | 01 | 5 | 02 | 010 | 030 | Maintenance Cost | Substructure | Foundation piling and underpinning | permanent piles and caisson |  | 5.02.010 | 22
01.5.02.010.040 | 01 | 5 | 02 | 010 | 040 | Maintenance Cost | Substructure | Foundation piling and underpinning | pile and caisson testing |  | 5.02.010 | 22
01.5.02.010.050 | 01 | 5 | 02 | 010 | 050 | Maintenance Cost | Substructure | Foundation piling and underpinning | underpinning |  | 5.02.010 | 22
01.5.02.020.000 | 01 | 5 | 02 | 020 | 000 | Maintenance Cost | Substructure | Foundations up to top of lowest floor slabs |  |  | 5.02.020 | 19
01.5.02.020.010 | 01 | 5 | 02 | 020 | 010 | Maintenance Cost | Substructure | Foundations up to top of lowest floor slabs | excavation and disposal |  | 5.02.020 | 19
01.5.02.020.020 | 01 | 5 | 02 | 020 | 020 | Maintenance Cost | Substructure | Foundations up to top of lowest floor slabs | lateral supports |  | 5.02.020 | 19
01.5.02.020.030 | 01 | 5 | 02 | 020 | 030 | Maintenance Cost | Substructure | Foundations up to top of lowest floor slabs | raft footings, pile caps, column bases, wall footings, strap beams, tie beams |  | 5.02.020 | 19
01.5.02.020.040 | 01 | 5 | 02 | 020 | 040 | Maintenance Cost | Substructure | Foundations up to top of lowest floor slabs | substructure walls and columns |  | 5.02.020 | 19
01.5.02.020.050 | 01 | 5 | 02 | 020 | 050 | Maintenance Cost | Substructure | Foundations up to top of lowest floor slabs | lowest floor slabs and beams (excluding basement bottom slabs) |  | 5.02.020 | 19
01.5.02.020.060 | 01 | 5 | 02 | 020 | 060 | Maintenance Cost | Substructure | Foundations up to top of lowest floor slabs | lift pits |  | 5.02.020 | 19
01.5.02.020.070 | 01 | 5 | 02 | 020 | 070 | Maintenance Cost | Substructure | Foundations up to top of lowest floor slabs | composite or prefabricated work |  | 5.02.020 | 19
01.5.02.030.000 | 01 | 5 | 02 | 030 | 000 | Maintenance Cost | Substructure | Basement sides and bottom |  |  | 5.02.030 | 9
01.5.02.030.010 | 01 | 5 | 02 | 030 | 010 | Maintenance Cost | Substructure | Basement sides and bottom | excavation and disposal |  | 5.02.030 | 9
01.5.02.030.020 | 01 | 5 | 02 | 030 | 020 | Maintenance Cost | Substructure | Basement sides and bottom | lateral supports |  | 5.02.030 | 9
01.5.02.030.030 | 01 | 5 | 02 | 030 | 030 | Maintenance Cost | Substructure | Basement sides and bottom | bottom slabs and blinding |  | 5.02.030 | 9
01.5.02.030.040 | 01 | 5 | 02 | 030 | 040 | Maintenance Cost | Substructure | Basement sides and bottom | sides |  | 5.02.030 | 9
01.5.02.030.050 | 01 | 5 | 02 | 030 | 050 | Maintenance Cost | Substructure | Basement sides and bottom | vertical waterproof tanking, drainage blanket, drains and skin wall |  | 5.02.030 | 9
01.5.02.030.060 | 01 | 5 | 02 | 030 | 060 | Maintenance Cost | Substructure | Basement sides and bottom | horizontal waterproof tanking, drainage blanket, drains and topping slab |  | 5.02.030 | 9
01.5.02.030.070 | 01 | 5 | 02 | 030 | 070 | Maintenance Cost | Substructure | Basement sides and bottom | insulation |  | 5.02.030 | 9
01.5.02.030.080 | 01 | 5 | 02 | 030 | 080 | Maintenance Cost | Substructure | Basement sides and bottom | lift pits, sump pits, sleeves. |  | 5.02.030 | 9
01.5.02.030.090 | 01 | 5 | 02 | 030 | 090 | Maintenance Cost | Substructure | Basement sides and bottom | composite or prefabricated work |  | 5.02.030 | 9
01.5.03.000.000 | 01 | 5 | 03 | 000 | 000 | Maintenance Cost | Structure |  |  |  | 5.03.000 | 1
01.5.03.010.000 | 01 | 5 | 03 | 010 | 000 | Maintenance Cost | Structure | Structural removal and alterations |  |  | 5.03.010 | 14
01.5.03.020.000 | 01 | 5 | 03 | 020 | 000 | Maintenance Cost | Structure | Basement suspended floors (up to top of ground floor slabs) |  |  | 5.03.020 | 26
01.5.03.020.010 | 01 | 5 | 03 | 020 | 010 | Maintenance Cost | Structure | Basement suspended floors (up to top of ground floor slabs) | structural walls and columns |  | 5.03.020 | 26
01.5.03.020.020 | 01 | 5 | 03 | 020 | 020 | Maintenance Cost | Structure | Basement suspended floors (up to top of ground floor slabs) | beams and slabs |  | 5.03.020 | 26
01.5.03.020.030 | 01 | 5 | 03 | 020 | 030 | Maintenance Cost | Structure | Basement suspended floors (up to top of ground floor slabs) | staircases |  | 5.03.020 | 26
01.5.03.030. | 01 | 5 | 03 | 030 |  | Maintenance Cost | Structure | Frames and slabs (above top of ground floor slabs) |  |  | 5.03.030 | 108
01.5.03.030.010 | 01 | 5 | 03 | 030 | 010 | Maintenance Cost | Structure | Frames and slabs (above top of ground floor slabs) | structural walls and columns |  | 5.03.030 | 108
01.5.03.030.020 | 01 | 5 | 03 | 030 | 020 | Maintenance Cost | Structure | Frames and slabs (above top of ground floor slabs) | upper floor beams and slabs |  | 5.03.030 | 108
01.5.03.030.030 | 01 | 5 | 03 | 030 | 030 | Maintenance Cost | Structure | Frames and slabs (above top of ground floor slabs) | roof beams and slabs |  | 5.03.030 | 108
01.5.03.030.040 | 01 | 5 | 03 | 030 | 040 | Maintenance Cost | Structure | Frames and slabs (above top of ground floor slabs) | staircases |  | 5.03.030 | 108
01.5.03.030.050 | 01 | 5 | 03 | 030 | 050 | Maintenance Cost | Structure | Frames and slabs (above top of ground floor slabs) | fireproofing to steel structure |  | 5.03.030 | 108
01.5.03.040.000 | 01 | 5 | 03 | 040 | 000 | Maintenance Cost | Structure | Tanks, pools, sundries |  |  | 5.03.040 | 0
01.5.03.050.000 | 01 | 5 | 03 | 050 | 000 | Maintenance Cost | Structure | Composite or prefabricated work |  |  | 5.03.050 | 0
01.5.04.000.000 | 01 | 5 | 04 | 000 | 000 | Maintenance Cost | Architectural works ¦ Non-structural works |  |  |  | 5.04.000 | 0
01.5.04.010.000 | 01 | 5 | 04 | 010 | 000 | Maintenance Cost | Architectural works ¦ Non-structural works | Non-structural removal and alterations |  |  | 5.04.010 | 20
01.5.04.020.000 | 01 | 5 | 04 | 020 | 000 | Maintenance Cost | Architectural works ¦ Non-structural works | External elevations |  |  | 5.04.020 | 203
01.5.04.020.010 | 01 | 5 | 04 | 020 | 010 | Maintenance Cost | Architectural works ¦ Non-structural works | External elevations | non-structural external walls and features |  | 5.04.020 | 203
01.5.04.020.020 | 01 | 5 | 04 | 020 | 020 | Maintenance Cost | Architectural works ¦ Non-structural works | External elevations | external wall finishes except cladding |  | 5.04.020 | 203
01.5.04.020.030 | 01 | 5 | 04 | 020 | 030 | Maintenance Cost | Architectural works ¦ Non-structural works | External elevations | facade cladding and curtain walls |  | 5.04.020 | 203
01.5.04.020.040 | 01 | 5 | 04 | 020 | 040 | Maintenance Cost | Architectural works ¦ Non-structural works | External elevations | external windows |  | 5.04.020 | 203
01.5.04.020.050 | 01 | 5 | 04 | 020 | 050 | Maintenance Cost | Architectural works ¦ Non-structural works | External elevations | external doors |  | 5.04.020 | 203
01.5.04.020.060 | 01 | 5 | 04 | 020 | 060 | Maintenance Cost | Architectural works ¦ Non-structural works | External elevations | external shop fronts |  | 5.04.020 | 203
01.5.04.020.070 | 01 | 5 | 04 | 020 | 070 | Maintenance Cost | Architectural works ¦ Non-structural works | External elevations | roller shutters and fire shutters |  | 5.04.020 | 203
01.5.04.030.000 | 01 | 5 | 04 | 030 | 000 | Maintenance Cost | Architectural works ¦ Non-structural works | Roof finishes, skylights and landscaping (including waterproofing and insulation) |  |  | 5.04.030 | 120
01.5.04.030.010 | 01 | 5 | 04 | 030 | 010 | Maintenance Cost | Architectural works ¦ Non-structural works | Roof finishes, skylights and landscaping (including waterproofing and insulation) | roof finishes |  | 5.04.030 | 120
01.5.04.030.020 | 01 | 5 | 04 | 030 | 020 | Maintenance Cost | Architectural works ¦ Non-structural works | Roof finishes, skylights and landscaping (including waterproofing and insulation) | skylights |  | 5.04.030 | 120
01.5.04.030.030 | 01 | 5 | 04 | 030 | 030 | Maintenance Cost | Architectural works ¦ Non-structural works | Roof finishes, skylights and landscaping (including waterproofing and insulation) | other roof features |  | 5.04.030 | 120
01.5.04.030.040 | 01 | 5 | 04 | 030 | 040 | Maintenance Cost | Architectural works ¦ Non-structural works | Roof finishes, skylights and landscaping (including waterproofing and insulation) | roof landscaping (hard and soft) |  | 5.04.030 | 120
01.5.04.040.000 | 01 | 5 | 04 | 040 | 000 | Maintenance Cost | Architectural works ¦ Non-structural works | Internal divisions |  |  | 5.04.040 | 38
01.5.04.040.010 | 01 | 5 | 04 | 040 | 010 | Maintenance Cost | Architectural works ¦ Non-structural works | Internal divisions | non-structural internal walls and partitions |  | 5.04.040 | 38
01.5.04.040.020 | 01 | 5 | 04 | 040 | 020 | Maintenance Cost | Architectural works ¦ Non-structural works | Internal divisions | shop fronts |  | 5.04.040 | 38
01.5.04.040.030 | 01 | 5 | 04 | 040 | 030 | Maintenance Cost | Architectural works ¦ Non-structural works | Internal divisions | toilet cubicles |  | 5.04.040 | 38
01.5.04.040.040 | 01 | 5 | 04 | 040 | 040 | Maintenance Cost | Architectural works ¦ Non-structural works | Internal divisions | moveable partitions |  | 5.04.040 | 38
01.5.04.040.050 | 01 | 5 | 04 | 040 | 050 | Maintenance Cost | Architectural works ¦ Non-structural works | Internal divisions | cold rooms |  | 5.04.040 | 38
01.5.04.040.060 | 01 | 5 | 04 | 040 | 060 | Maintenance Cost | Architectural works ¦ Non-structural works | Internal divisions | internal doors |  | 5.04.040 | 38
01.5.04.040.070 | 01 | 5 | 04 | 040 | 070 | Maintenance Cost | Architectural works ¦ Non-structural works | Internal divisions | internal windows |  | 5.04.040 | 38
01.5.04.040.080 | 01 | 5 | 04 | 040 | 080 | Maintenance Cost | Architectural works ¦ Non-structural works | Internal divisions | roller shutters and fire shutters |  | 5.04.040 | 38
01.5.04.040.090 | 01 | 5 | 04 | 040 | 090 | Maintenance Cost | Architectural works ¦ Non-structural works | Internal divisions | sundry concrete work |  | 5.04.040 | 38
01.5.04.050.000 | 01 | 5 | 04 | 050 | 000 | Maintenance Cost | Architectural works ¦ Non-structural works | Fittings and sundries |  |  | 5.04.050 | 238
01.5.04.050.010 | 01 | 5 | 04 | 050 | 010 | Maintenance Cost | Architectural works ¦ Non-structural works | Fittings and sundries | balustrades, railings and handrails |  | 5.04.050 | 238
01.5.04.050.020 | 01 | 5 | 04 | 050 | 020 | Maintenance Cost | Architectural works ¦ Non-structural works | Fittings and sundries | staircases and catwalk not forming part of the structure, cat ladders |  | 5.04.050 | 238
01.5.04.050.030 | 01 | 5 | 04 | 050 | 030 | Maintenance Cost | Architectural works ¦ Non-structural works | Fittings and sundries | cabinets, cupboards, shelves, counters, benches, notice boards, blackboards |  | 5.04.050 | 238
01.5.04.050.040 | 01 | 5 | 04 | 050 | 040 | Maintenance Cost | Architectural works ¦ Non-structural works | Fittings and sundries | exit signs, directory signs |  | 5.04.050 | 238
01.5.04.050.050 | 01 | 5 | 04 | 050 | 050 | Maintenance Cost | Architectural works ¦ Non-structural works | Fittings and sundries | window and door dressings |  | 5.04.050 | 238
01.5.04.050.060 | 01 | 5 | 04 | 050 | 060 | Maintenance Cost | Architectural works ¦ Non-structural works | Fittings and sundries | decorative features |  | 5.04.050 | 238
01.5.04.050.070 | 01 | 5 | 04 | 050 | 070 | Maintenance Cost | Architectural works ¦ Non-structural works | Fittings and sundries | interior landscaping |  | 5.04.050 | 238
01.5.04.050.080 | 01 | 5 | 04 | 050 | 080 | Maintenance Cost | Architectural works ¦ Non-structural works | Fittings and sundries | access panels, fire service cabinets |  | 5.04.050 | 238
01.5.04.050.090 | 01 | 5 | 04 | 050 | 090 | Maintenance Cost | Architectural works ¦ Non-structural works | Fittings and sundries | sundries |  | 5.04.050 | 238
01.5.04.060.000 | 01 | 5 | 04 | 060 | 000 | Maintenance Cost | Architectural works ¦ Non-structural works | Finishes under cover |  |  | 5.04.060 | 181
01.5.04.060.010 | 01 | 5 | 04 | 060 | 010 | Maintenance Cost | Architectural works ¦ Non-structural works | Finishes under cover | floor finishes (internal and external) |  | 5.04.060 | 181
01.5.04.060.020 | 01 | 5 | 04 | 060 | 020 | Maintenance Cost | Architectural works ¦ Non-structural works | Finishes under cover | internal wall finishes and cladding |  | 5.04.060 | 181
01.5.04.060.030 | 01 | 5 | 04 | 060 | 030 | Maintenance Cost | Architectural works ¦ Non-structural works | Finishes under cover | ceiling finishes and false ceilings (internal or external) |  | 5.04.060 | 181
01.5.04.070.000 | 01 | 5 | 04 | 070 | 000 | Maintenance Cost | Architectural works ¦ Non-structural works | Builder’s work in connection with services |  |  | 5.04.070 | 0
01.5.04.070.010 | 01 | 5 | 04 | 070 | 010 | Maintenance Cost | Architectural works ¦ Non-structural works | Builder’s work in connection with services | plinth, bases |  | 5.04.070 | 0
01.5.04.070.020 | 01 | 5 | 04 | 070 | 020 | Maintenance Cost | Architectural works ¦ Non-structural works | Builder’s work in connection with services | fire-proofing enclosure |  | 5.04.070 | 0
01.5.04.070.030 | 01 | 5 | 04 | 070 | 030 | Maintenance Cost | Architectural works ¦ Non-structural works | Builder’s work in connection with services | hoisting beams, lift pit separation screens, lift shaft separator beams |  | 5.04.070 | 0
01.5.04.070.040 | 01 | 5 | 04 | 070 | 040 | Maintenance Cost | Architectural works ¦ Non-structural works | Builder’s work in connection with services | suspended manholes |  | 5.04.070 | 0
01.5.04.070.050 | 01 | 5 | 04 | 070 | 050 | Maintenance Cost | Architectural works ¦ Non-structural works | Builder’s work in connection with services | cable trenches, trench covers |  | 5.04.070 | 0
01.5.04.070.060 | 01 | 5 | 04 | 070 | 060 | Maintenance Cost | Architectural works ¦ Non-structural works | Builder’s work in connection with services | sleeves, openings and the like not allowed for in ‘Fittings and sundries’ |  | 5.04.070 | 0
01.5.04.080.000 | 01 | 5 | 04 | 080 | 000 | Maintenance Cost | Architectural works ¦ Non-structural works | Composite or prefabricated work |  |  | 5.04.080 | 0
01.5.05.000.000 | 01 | 5 | 05 | 000 | 000 | Maintenance Cost | Services and equipment |  |  |  | 5.05.000 | 10
01.5.05.010.000 | 01 | 5 | 05 | 010 | 000 | Maintenance Cost | Services and equipment | Heating, ventilating and air-conditioning systems/air conditioners |  |  | 5.05.010 | 89
01.5.05.010.010 | 01 | 5 | 05 | 010 | 010 | Maintenance Cost | Services and equipment | Heating, ventilating and air-conditioning systems/air conditioners | seawater system |  | 5.05.010 | 89
01.5.05.010.020 | 01 | 5 | 05 | 010 | 020 | Maintenance Cost | Services and equipment | Heating, ventilating and air-conditioning systems/air conditioners | cooling water system |  | 5.05.010 | 89
01.5.05.010.030 | 01 | 5 | 05 | 010 | 030 | Maintenance Cost | Services and equipment | Heating, ventilating and air-conditioning systems/air conditioners | chilled water system |  | 5.05.010 | 89
01.5.05.010.040 | 01 | 5 | 05 | 010 | 040 | Maintenance Cost | Services and equipment | Heating, ventilating and air-conditioning systems/air conditioners | heating water system |  | 5.05.010 | 89
01.5.05.010.050 | 01 | 5 | 05 | 010 | 050 | Maintenance Cost | Services and equipment | Heating, ventilating and air-conditioning systems/air conditioners | steam and condensate system |  | 5.05.010 | 89
01.5.05.010.060 | 01 | 5 | 05 | 010 | 060 | Maintenance Cost | Services and equipment | Heating, ventilating and air-conditioning systems/air conditioners | fuel oil system |  | 5.05.010 | 89
01.5.05.010.070 | 01 | 5 | 05 | 010 | 070 | Maintenance Cost | Services and equipment | Heating, ventilating and air-conditioning systems/air conditioners | water treatment |  | 5.05.010 | 89
01.5.05.010.080 | 01 | 5 | 05 | 010 | 080 | Maintenance Cost | Services and equipment | Heating, ventilating and air-conditioning systems/air conditioners | air handling and distribution system |  | 5.05.010 | 89
01.5.05.010.090 | 01 | 5 | 05 | 010 | 090 | Maintenance Cost | Services and equipment | Heating, ventilating and air-conditioning systems/air conditioners | condensate drain system |  | 5.05.010 | 89
01.5.05.010.100 | 01 | 5 | 05 | 010 | 100 | Maintenance Cost | Services and equipment | Heating, ventilating and air-conditioning systems/air conditioners | unitary air-conditioning system |  | 5.05.010 | 89
01.5.05.010.110 | 01 | 5 | 05 | 010 | 110 | Maintenance Cost | Services and equipment | Heating, ventilating and air-conditioning systems/air conditioners | mechanical ventilation system |  | 5.05.010 | 89
01.5.05.010.120 | 01 | 5 | 05 | 010 | 120 | Maintenance Cost | Services and equipment | Heating, ventilating and air-conditioning systems/air conditioners | kitchen ventilation system |  | 5.05.010 | 89
01.5.05.010.130 | 01 | 5 | 05 | 010 | 130 | Maintenance Cost | Services and equipment | Heating, ventilating and air-conditioning systems/air conditioners | fume and smoke extraction system |  | 5.05.010 | 89
01.5.05.010.140 | 01 | 5 | 05 | 010 | 140 | Maintenance Cost | Services and equipment | Heating, ventilating and air-conditioning systems/air conditioners | anaesthetic gas-extraction system |  | 5.05.010 | 89
01.5.05.010.150 | 01 | 5 | 05 | 010 | 150 | Maintenance Cost | Services and equipment | Heating, ventilating and air-conditioning systems/air conditioners | window and split-type air conditioners |  | 5.05.010 | 89
01.5.05.010.160 | 01 | 5 | 05 | 010 | 160 | Maintenance Cost | Services and equipment | Heating, ventilating and air-conditioning systems/air conditioners | air-curtains |  | 5.05.010 | 89
01.5.05.010.170 | 01 | 5 | 05 | 010 | 170 | Maintenance Cost | Services and equipment | Heating, ventilating and air-conditioning systems/air conditioners | fans |  | 5.05.010 | 89
01.5.05.010.180 | 01 | 5 | 05 | 010 | 180 | Maintenance Cost | Services and equipment | Heating, ventilating and air-conditioning systems/air conditioners | related electrical and control systems |  | 5.05.010 | 89
01.5.05.010.190 | 01 | 5 | 05 | 010 | 190 | Maintenance Cost | Services and equipment | Heating, ventilating and air-conditioning systems/air conditioners | submissions, testing and commissioning |  | 5.05.010 | 89
01.5.05.020.000 | 01 | 5 | 05 | 020 | 000 | Maintenance Cost | Services and equipment | Electrical services |  |  | 5.05.020 | 57
01.5.05.020.010 | 01 | 5 | 05 | 020 | 010 | Maintenance Cost | Services and equipment | Electrical services | information and communications technology system |  | 5.05.020 | 57
01.5.05.020.020 | 01 | 5 | 05 | 020 | 020 | Maintenance Cost | Services and equipment | Electrical services | staff paging/location |  | 5.05.020 | 57
01.5.05.020.030 | 01 | 5 | 05 | 020 | 030 | Maintenance Cost | Services and equipment | Electrical services | public address system |  | 5.05.020 | 57
01.5.05.020.040 | 01 | 5 | 05 | 020 | 040 | Maintenance Cost | Services and equipment | Electrical services | building automation |  | 5.05.020 | 57
01.5.05.020.050 | 01 | 5 | 05 | 020 | 050 | Maintenance Cost | Services and equipment | Electrical services | security and alarm |  | 5.05.020 | 57
01.5.05.020.060 | 01 | 5 | 05 | 020 | 060 | Maintenance Cost | Services and equipment | Electrical services | close circuit television |  | 5.05.020 | 57
01.5.05.020.070 | 01 | 5 | 05 | 020 | 070 | Maintenance Cost | Services and equipment | Electrical services | communal aerial broadcast distribution and the like |  | 5.05.020 | 57
01.5.05.020.080 | 01 | 5 | 05 | 020 | 080 | Maintenance Cost | Services and equipment | Electrical services | submissions, testing and commissioning |  | 5.05.020 | 57
01.5.05.030.000 | 01 | 5 | 05 | 030 | 000 | Maintenance Cost | Services and equipment | Fitting out lighting fittings |  |  | 5.05.030 | 0
01.5.05.040.000 | 01 | 5 | 05 | 040 | 000 | Maintenance Cost | Services and equipment | Extra low voltage services |  |  | 5.05.040 | 161
01.5.05.040.010 | 01 | 5 | 05 | 040 | 010 | Maintenance Cost | Services and equipment | Extra low voltage services | information and communications technology system |  | 5.05.040 | 161
01.5.05.040.020 | 01 | 5 | 05 | 040 | 020 | Maintenance Cost | Services and equipment | Extra low voltage services | staff paging/location |  | 5.05.040 | 161
01.5.05.040.030 | 01 | 5 | 05 | 040 | 030 | Maintenance Cost | Services and equipment | Extra low voltage services | public address system |  | 5.05.040 | 161
01.5.05.040.040 | 01 | 5 | 05 | 040 | 040 | Maintenance Cost | Services and equipment | Extra low voltage services | building automation |  | 5.05.040 | 161
01.5.05.040.050 | 01 | 5 | 05 | 040 | 050 | Maintenance Cost | Services and equipment | Extra low voltage services | security and alarm |  | 5.05.040 | 161
01.5.05.040.060 | 01 | 5 | 05 | 040 | 060 | Maintenance Cost | Services and equipment | Extra low voltage services | close circuit television |  | 5.05.040 | 161
01.5.05.040.070 | 01 | 5 | 05 | 040 | 070 | Maintenance Cost | Services and equipment | Extra low voltage services | communal aerial broadcast distribution and the like |  | 5.05.040 | 161
01.5.05.040.080 | 01 | 5 | 05 | 040 | 080 | Maintenance Cost | Services and equipment | Extra low voltage services | submissions, testing and commissioning |  | 5.05.040 | 161
01.5.05.050. | 01 | 5 | 05 | 050 |  | Maintenance Cost | Services and equipment | Water supply and drainage above ground or inside basement |  |  | 5.05.050 | 37
01.5.05.050.010 | 01 | 5 | 05 | 050 | 010 | Maintenance Cost | Services and equipment | Water supply and drainage above ground or inside basement | cold water supply |  | 5.05.050 | 37
01.5.05.050.020 | 01 | 5 | 05 | 050 | 020 | Maintenance Cost | Services and equipment | Water supply and drainage above ground or inside basement | hot water supply |  | 5.05.050 | 37
01.5.05.050.030 | 01 | 5 | 05 | 050 | 030 | Maintenance Cost | Services and equipment | Water supply and drainage above ground or inside basement | flushing water supply |  | 5.05.050 | 37
01.5.05.050.040 | 01 | 5 | 05 | 050 | 040 | Maintenance Cost | Services and equipment | Water supply and drainage above ground or inside basement | grey water supply |  | 5.05.050 | 37
01.5.05.050.050 | 01 | 5 | 05 | 050 | 050 | Maintenance Cost | Services and equipment | Water supply and drainage above ground or inside basement | cleansing water supply |  | 5.05.050 | 37
01.5.05.050.060 | 01 | 5 | 05 | 050 | 060 | Maintenance Cost | Services and equipment | Water supply and drainage above ground or inside basement | irrigation water supply |  | 5.05.050 | 37
01.5.05.050.070 | 01 | 5 | 05 | 050 | 070 | Maintenance Cost | Services and equipment | Water supply and drainage above ground or inside basement | rainwater disposal |  | 5.05.050 | 37
01.5.05.050.080 | 01 | 5 | 05 | 050 | 080 | Maintenance Cost | Services and equipment | Water supply and drainage above ground or inside basement | soil and waste disposal |  | 5.05.050 | 37
01.5.05.050.090 | 01 | 5 | 05 | 050 | 090 | Maintenance Cost | Services and equipment | Water supply and drainage above ground or inside basement | planter drainage disposal |  | 5.05.050 | 37
01.5.05.050.100 | 01 | 5 | 05 | 050 | 100 | Maintenance Cost | Services and equipment | Water supply and drainage above ground or inside basement | kitchen drainage disposal |  | 5.05.050 | 37
01.5.05.050.110 | 01 | 5 | 05 | 050 | 110 | Maintenance Cost | Services and equipment | Water supply and drainage above ground or inside basement | related electrical and control systems |  | 5.05.050 | 37
01.5.05.050.120 | 01 | 5 | 05 | 050 | 120 | Maintenance Cost | Services and equipment | Water supply and drainage above ground or inside basement | submissions, testing and commissioning |  | 5.05.050 | 37
01.5.05.060.000 | 01 | 5 | 05 | 060 | 000 | Maintenance Cost | Services and equipment | Supply of sanitary fittings and fixtures (installation included in ‘Water supply and above ground drainage’ unless not separable from costs of ‘Fittings and sundries’) |  |  | 5.05.060 | 0
01.5.05.070.000 | 01 | 5 | 05 | 070 | 000 | Maintenance Cost | Services and equipment | Disposal systems |  |  | 5.05.070 | 24
01.5.05.070.010 | 01 | 5 | 05 | 070 | 010 | Maintenance Cost | Services and equipment | Disposal systems | refuse |  | 5.05.070 | 24
01.5.05.070.020 | 01 | 5 | 05 | 070 | 020 | Maintenance Cost | Services and equipment | Disposal systems | laboratory waste |  | 5.05.070 | 24
01.5.05.070.030 | 01 | 5 | 05 | 070 | 030 | Maintenance Cost | Services and equipment | Disposal systems | industrial waste |  | 5.05.070 | 24
01.5.05.070.040 | 01 | 5 | 05 | 070 | 040 | Maintenance Cost | Services and equipment | Disposal systems | incinerator |  | 5.05.070 | 24
01.5.05.070.050 | 01 | 5 | 05 | 070 | 050 | Maintenance Cost | Services and equipment | Disposal systems | submissions, testing and commissioning |  | 5.05.070 | 24
01.5.05.080.000 | 01 | 5 | 05 | 080 | 000 | Maintenance Cost | Services and equipment | Fire services |  |  | 5.05.080 | 20
01.5.05.080.010 | 01 | 5 | 05 | 080 | 010 | Maintenance Cost | Services and equipment | Fire services | fire hydrant and hose reel system |  | 5.05.080 | 20
01.5.05.080.020 | 01 | 5 | 05 | 080 | 020 | Maintenance Cost | Services and equipment | Fire services | wet risers |  | 5.05.080 | 20
01.5.05.080.030 | 01 | 5 | 05 | 080 | 030 | Maintenance Cost | Services and equipment | Fire services | sprinkler system |  | 5.05.080 | 20
01.5.05.080.040 | 01 | 5 | 05 | 080 | 040 | Maintenance Cost | Services and equipment | Fire services | deluge system |  | 5.05.080 | 20
01.5.05.080.050 | 01 | 5 | 05 | 080 | 050 | Maintenance Cost | Services and equipment | Fire services | gaseous extinguishing system |  | 5.05.080 | 20
01.5.05.080.060 | 01 | 5 | 05 | 080 | 060 | Maintenance Cost | Services and equipment | Fire services | foam extinguishing system |  | 5.05.080 | 20
01.5.05.080.070 | 01 | 5 | 05 | 080 | 070 | Maintenance Cost | Services and equipment | Fire services | audio/visual advisory system | Add to S&A | 5.05.080 | 20
01.5.05.080.080 | 01 | 5 | 05 | 080 | 080 | Maintenance Cost | Services and equipment | Fire services | automatic fire alarm and detection system | Add to S&A | 5.05.080 | 20
01.5.05.080.090 | 01 | 5 | 05 | 080 | 090 | Maintenance Cost | Services and equipment | Fire services | portable hand-operated appliances and sundries | Add to S&A | 5.05.080 | 20
01.5.05.080.100 | 01 | 5 | 05 | 080 | 100 | Maintenance Cost | Services and equipment | Fire services | related electrical and control systems | Add to S&A | 5.05.080 | 20
01.5.05.080.110 | 01 | 5 | 05 | 080 | 110 | Maintenance Cost | Services and equipment | Fire services | submissions, testing and commissioning | Add to S&A | 5.05.080 | 20
01.5.05.090.000 | 01 | 5 | 05 | 090 | 000 | Maintenance Cost | Services and equipment | Gas services |  |  | 5.05.090 | 57
01.5.05.090.010 | 01 | 5 | 05 | 090 | 010 | Maintenance Cost | Services and equipment | Gas services | coal gas |  | 5.05.090 | 57
01.5.05.090.020 | 01 | 5 | 05 | 090 | 020 | Maintenance Cost | Services and equipment | Gas services | natural gas |  | 5.05.090 | 57
01.5.05.090.030 | 01 | 5 | 05 | 090 | 030 | Maintenance Cost | Services and equipment | Gas services | liquid petroleum gas |  | 5.05.090 | 57
01.5.05.090.040 | 01 | 5 | 05 | 090 | 040 | Maintenance Cost | Services and equipment | Gas services | medical gas/laboratory gas |  | 5.05.090 | 57
01.5.05.090.050 | 01 | 5 | 05 | 090 | 050 | Maintenance Cost | Services and equipment | Gas services | industrial gas/compressed air/instrument air |  | 5.05.090 | 57
01.5.05.090.060 | 01 | 5 | 05 | 090 | 060 | Maintenance Cost | Services and equipment | Gas services | vacuum |  | 5.05.090 | 57
01.5.05.090.070 | 01 | 5 | 05 | 090 | 070 | Maintenance Cost | Services and equipment | Gas services | steam |  | 5.05.090 | 57
01.5.05.090.080 | 01 | 5 | 05 | 090 | 080 | Maintenance Cost | Services and equipment | Gas services | submissions, testing and commissioning |  | 5.05.090 | 57
01.5.05.100.000 | 01 | 5 | 05 | 100 | 000 | Maintenance Cost | Services and equipment | Movement systems |  |  | 5.05.100 | 88
01.5.05.100.010 | 01 | 5 | 05 | 100 | 010 | Maintenance Cost | Services and equipment | Movement systems | lifts ¦ elevators |  | 5.05.100 | 88
01.5.05.100.020 | 01 | 5 | 05 | 100 | 020 | Maintenance Cost | Services and equipment | Movement systems | platform lifts |  | 5.05.100 | 88
01.5.05.100.030 | 01 | 5 | 05 | 100 | 030 | Maintenance Cost | Services and equipment | Movement systems | escalators |  | 5.05.100 | 88
01.5.05.100.040 | 01 | 5 | 05 | 100 | 040 | Maintenance Cost | Services and equipment | Movement systems | travellators ¦ moving walkways |  | 5.05.100 | 88
01.5.05.100.050 | 01 | 5 | 05 | 100 | 050 | Maintenance Cost | Services and equipment | Movement systems | conveyors |  | 5.05.100 | 88
01.5.05.100.060 | 01 | 5 | 05 | 100 | 060 | Maintenance Cost | Services and equipment | Movement systems | submissions, testing and commissioning |  | 5.05.100 | 88
01.5.05.110.000 | 01 | 5 | 05 | 110 | 000 | Maintenance Cost | Services and equipment | Gondolas |  |  | 5.05.110 | 1
01.5.05.120.000 | 01 | 5 | 05 | 120 | 000 | Maintenance Cost | Services and equipment | Turntables |  |  | 5.05.120 | 0
01.5.05.130.000 | 01 | 5 | 05 | 130 | 000 | Maintenance Cost | Services and equipment | Generators |  |  | 5.05.130 | 0
01.5.05.140.000 | 01 | 5 | 05 | 140 | 000 | Maintenance Cost | Services and equipment | Energy-saving features |  |  | 5.05.140 | 0
01.5.05.150.000 | 01 | 5 | 05 | 150 | 000 | Maintenance Cost | Services and equipment | Water and waste water treatment equipment |  |  | 5.05.150 | 9
01.5.05.160.000 | 01 | 5 | 05 | 160 | 000 | Maintenance Cost | Services and equipment | Fountains, pools and filtration plant |  |  | 5.05.160 | 6
01.5.05.170.000 | 01 | 5 | 05 | 170 | 000 | Maintenance Cost | Services and equipment | Powered building signage |  |  | 5.05.170 | 0
01.5.05.175.000 | 01 | 5 | 05 | 175 | 000 | Maintenance Cost | Services and equipment | Audio/visual entertainment system |  |  | 5.05.175 | 0
01.5.05.180.000 | 01 | 5 | 05 | 180 | 000 | Maintenance Cost | Services and equipment | Kitchen equipment |  |  | 5.05.180 | 0
01.5.05.190.000 | 01 | 5 | 05 | 190 | 000 | Maintenance Cost | Services and equipment | Cold room equipment |  |  | 5.05.190 | 0
01.5.05.200.000 | 01 | 5 | 05 | 200 | 000 | Maintenance Cost | Services and equipment | Laboratory equipment |  |  | 5.05.200 | 0
01.5.05.210.000 | 01 | 5 | 05 | 210 | 000 | Maintenance Cost | Services and equipment | Medical equipment |  |  | 5.05.210 | 0
01.5.05.220.000 | 01 | 5 | 05 | 220 | 000 | Maintenance Cost | Services and equipment | Hotel equipment |  |  | 5.05.220 | 0
01.5.05.230.000 | 01 | 5 | 05 | 230 | 000 | Maintenance Cost | Services and equipment | Car park or entrances access control |  |  | 5.05.230 | 36
01.5.05.240.000 | 01 | 5 | 05 | 240 | 000 | Maintenance Cost | Services and equipment | Domestic appliances |  |  | 5.05.240 | 0
01.5.05.250.000 | 01 | 5 | 05 | 250 | 000 | Maintenance Cost | Services and equipment | Other specialist services |  |  | 5.05.250 | 8
01.5.05.260.000 | 01 | 5 | 05 | 260 | 000 | Maintenance Cost | Services and equipment | Builder’s profit and attendance on services |  |  | 5.05.260 | 0
01.5.06.000.000 | 01 | 5 | 06 | 000 | 000 | Maintenance Cost | Surface and underground drainage |  |  |  | 5.06.000 | 9
01.5.06.010.000 | 01 | 5 | 06 | 010 | 000 | Maintenance Cost | Surface and underground drainage | Surface water drainage |  |  | 5.06.010 | 41
01.5.06.020.000 | 01 | 5 | 06 | 020 | 000 | Maintenance Cost | Surface and underground drainage | Storm water drainage |  |  | 5.06.020 | 8
01.5.06.030.000 | 01 | 5 | 06 | 030 | 000 | Maintenance Cost | Surface and underground drainage | Foul and waste water drainage |  |  | 5.06.030 | 70
01.5.06.040.000 | 01 | 5 | 06 | 040 | 000 | Maintenance Cost | Surface and underground drainage | Drainage disconnections and connections |  |  | 5.06.040 | 16
01.5.06.050.000 | 01 | 5 | 06 | 050 | 000 | Maintenance Cost | Surface and underground drainage | CCTV inspection of existing or new drains |  |  | 5.06.050 | 0
01.5.06.060.000 | 01 | 5 | 06 | 060 | 000 | Maintenance Cost | Surface and underground drainage | Buried Process Pipe |  |  | 5.06.060 | 2
01.5.07.000.000 | 01 | 5 | 07 | 000 | 000 | Maintenance Cost | External and ancillary works |  |  |  | 5.07.000 | 0
01.5.07.010.000 | 01 | 5 | 07 | 010 | 000 | Maintenance Cost | External and ancillary works | Permanent retaining structures |  |  | 5.07.010 | 33
01.5.07.020.000 | 01 | 5 | 07 | 020 | 000 | Maintenance Cost | External and ancillary works | Site enclosures and divisions |  |  | 5.07.020 | 0
01.5.07.030.000 | 01 | 5 | 07 | 030 | 000 | Maintenance Cost | External and ancillary works | Ancillary structures |  |  | 5.07.030 | 9
01.5.07.040.000 | 01 | 5 | 07 | 040 | 000 | Maintenance Cost | External and ancillary works | Roads and paving |  |  | 5.07.040 | 57
01.5.07.050.000 | 01 | 5 | 07 | 050 | 000 | Maintenance Cost | External and ancillary works | Landscaping (hard and soft) |  |  | 5.07.050 | 0
01.5.07.060.000 | 01 | 5 | 07 | 060 | 000 | Maintenance Cost | External and ancillary works | Fittings and equipment |  |  | 5.07.060 | 89
01.5.07.070.000 | 01 | 5 | 07 | 070 | 000 | Maintenance Cost | External and ancillary works | External services |  |  | 5.07.070 | 8
01.5.07.070.010 | 01 | 5 | 07 | 070 | 010 | Maintenance Cost | External and ancillary works | External services | water supply |  | 5.07.070 | 8
01.5.07.070.020 | 01 | 5 | 07 | 070 | 020 | Maintenance Cost | External and ancillary works | External services | gas supply |  | 5.07.070 | 8
01.5.07.070.030 | 01 | 5 | 07 | 070 | 030 | Maintenance Cost | External and ancillary works | External services | power supply |  | 5.07.070 | 8
01.5.07.070.040 | 01 | 5 | 07 | 070 | 040 | Maintenance Cost | External and ancillary works | External services | communications supply |  | 5.07.070 | 8
01.5.07.070.050 | 01 | 5 | 07 | 070 | 050 | Maintenance Cost | External and ancillary works | External services | utility disconnections and connections |  | 5.07.070 | 8
01.5.07.070.060 | 01 | 5 | 07 | 070 | 060 | Maintenance Cost | External and ancillary works | External services | external lighting |  | 5.07.070 | 8
01.5.07.070.070 | 01 | 5 | 07 | 070 | 070 | Maintenance Cost | External and ancillary works | External services | utility disconnections and connections |  | 5.07.070 | 8
01.5.08.000.000 | 01 | 5 | 08 | 000 | 000 | Maintenance Cost | Preliminaries ¦ Constructors’ site overheads ¦ general requirements |  |  |  | 5.08.000 | 0
01.5.08.010.000 | 01 | 5 | 08 | 010 | 000 | Maintenance Cost | Preliminaries ¦ Constructors’ site overheads ¦ general requirements | Construction management including site management staff and support labour |  |  | 5.08.010 | 29
01.5.08.020.000 | 01 | 5 | 08 | 020 | 000 | Maintenance Cost | Preliminaries ¦ Constructors’ site overheads ¦ general requirements | Temporary access roads and storage areas, traffic management and diversion (at the Constructors’ discretion) |  |  | 5.08.020 | 0
01.5.08.030.000 | 01 | 5 | 08 | 030 | 000 | Maintenance Cost | Preliminaries ¦ Constructors’ site overheads ¦ general requirements | Temporary site fencing and securities |  |  | 5.08.030 | 1
01.5.08.040.000 | 01 | 5 | 08 | 040 | 000 | Maintenance Cost | Preliminaries ¦ Constructors’ site overheads ¦ general requirements | Commonly shared construction plant |  |  | 5.08.040 | 0
01.5.08.050.000 | 01 | 5 | 08 | 050 | 000 | Maintenance Cost | Preliminaries ¦ Constructors’ site overheads ¦ general requirements | Commonly shared scaffolding |  |  | 5.08.050 | 0
01.5.08.060.000 | 01 | 5 | 08 | 060 | 000 | Maintenance Cost | Preliminaries ¦ Constructors’ site overheads ¦ general requirements | Other temporary facilities and services |  |  | 5.08.060 | 28
01.5.08.070.000 | 01 | 5 | 08 | 070 | 000 | Maintenance Cost | Preliminaries ¦ Constructors’ site overheads ¦ general requirements | Technology and communications: telephone, broadband, hardware, software |  |  | 5.08.070 | 0
01.5.08.080.000 | 01 | 5 | 08 | 080 | 000 | Maintenance Cost | Preliminaries ¦ Constructors’ site overheads ¦ general requirements | Constructor’s submissions, reports and as-built documentation |  |  | 5.08.080 | 0
01.5.08.090.000 | 01 | 5 | 08 | 090 | 000 | Maintenance Cost | Preliminaries ¦ Constructors’ site overheads ¦ general requirements | Quality monitoring, recording and inspections |  |  | 5.08.090 | 0
01.5.08.100.000 | 01 | 5 | 08 | 100 | 000 | Maintenance Cost | Preliminaries ¦ Constructors’ site overheads ¦ general requirements | Safety, health and environmental management |  |  | 5.08.100 | 85
01.5.08.110.000 | 01 | 5 | 08 | 110 | 000 | Maintenance Cost | Preliminaries ¦ Constructors’ site overheads ¦ general requirements | Insurances, bonds, guarantees and warranties |  |  | 5.08.110 | 0
01.5.08.120.000 | 01 | 5 | 08 | 120 | 000 | Maintenance Cost | Preliminaries ¦ Constructors’ site overheads ¦ general requirements | Constructor’s statutory fees and charges |  |  | 5.08.120 | 0
01.5.08.130.000 | 01 | 5 | 08 | 130 | 000 | Maintenance Cost | Preliminaries ¦ Constructors’ site overheads ¦ general requirements | Testing and commissioning |  |  | 5.08.130 | 0
01.5.09.000.000 | 01 | 5 | 09 | 000 | 000 | Maintenance Cost | Risk Allowances |  |  |  | 5.09.000 | 0
01.5.09.010.000 | 01 | 5 | 09 | 010 | 000 | Maintenance Cost | Risk Allowances | Design development allowance |  |  | 5.09.010 | 0
01.5.09.020.000 | 01 | 5 | 09 | 020 | 000 | Maintenance Cost | Risk Allowances | Construction contingencies |  |  | 5.09.020 | 0
01.5.09.030.000 | 01 | 5 | 09 | 030 | 000 | Maintenance Cost | Risk Allowances | Price Level Adjustments |  |  | 5.09.030 | 0
01.5.09.030.010 | 01 | 5 | 09 | 030 | 010 | Maintenance Cost | Risk Allowances | Price Level Adjustments | until tendering |  | 5.09.030 | 0
01.5.09.030.020 | 01 | 5 | 09 | 030 | 020 | Maintenance Cost | Risk Allowances | Price Level Adjustments | during construction |  | 5.09.030 | 0
01.5.09.040.000 | 01 | 5 | 09 | 040 | 000 | Maintenance Cost | Risk Allowances | Exchange rate fluctuation adjustments |  |  | 5.09.040 | 0
01.5.10.000.000 | 01 | 5 | 10 | 000 | 000 | Maintenance Cost | Taxes and Levies |  |  |  | 5.10.000 | 0
01.5.10.010.000 | 01 | 5 | 10 | 010 | 000 | Maintenance Cost | Taxes and Levies | Paid by the Constructor |  |  | 5.10.010 | 0
01.5.10.020.000 | 01 | 5 | 10 | 020 | 000 | Maintenance Cost | Taxes and Levies | Paid by the Client in relation to the construction contract payments |  |  | 5.10.020 | 0
01.5.11.000.000 | 01 | 5 | 11 | 000 | 000 | Maintenance Cost | Work and utilities off-site |  |  |  | 5.11.000 | 0
01.5.11.010.000 | 01 | 5 | 11 | 010 | 000 | Maintenance Cost | Work and utilities off-site | Connections to, diversion of and capacity enhancement of public utility mains or sources off-site up to mains connections on-site |  |  | 5.11.010 | 0
01.5.11.010.010 | 01 | 5 | 11 | 010 | 010 | Maintenance Cost | Work and utilities off-site | Connections to, diversion of and capacity enhancement of public utility mains or sources off-site up to mains connections on-site | electricity |  | 5.11.010 | 0
01.5.11.010.020 | 01 | 5 | 11 | 010 | 020 | Maintenance Cost | Work and utilities off-site | Connections to, diversion of and capacity enhancement of public utility mains or sources off-site up to mains connections on-site | transformers |  | 5.11.010 | 0
01.5.11.010.030 | 01 | 5 | 11 | 010 | 030 | Maintenance Cost | Work and utilities off-site | Connections to, diversion of and capacity enhancement of public utility mains or sources off-site up to mains connections on-site | water |  | 5.11.010 | 0
01.5.11.010.040 | 01 | 5 | 11 | 010 | 040 | Maintenance Cost | Work and utilities off-site | Connections to, diversion of and capacity enhancement of public utility mains or sources off-site up to mains connections on-site | sewer |  | 5.11.010 | 0
01.5.11.010.050 | 01 | 5 | 11 | 010 | 050 | Maintenance Cost | Work and utilities off-site | Connections to, diversion of and capacity enhancement of public utility mains or sources off-site up to mains connections on-site | gas |  | 5.11.010 | 0
01.5.11.010.060 | 01 | 5 | 11 | 010 | 060 | Maintenance Cost | Work and utilities off-site | Connections to, diversion of and capacity enhancement of public utility mains or sources off-site up to mains connections on-site | telecommunications |  | 5.11.010 | 0
01.5.11.020.000 | 01 | 5 | 11 | 020 | 000 | Maintenance Cost | Work and utilities off-site | Public access roads and footpaths |  |  | 5.11.020 | 0
01.5.12.000.000 | 01 | 5 | 12 | 000 | 000 | Maintenance Cost | Post-completion loose furniture, fittings and equipment |  |  |  | 5.12.000 | 0
01.5.12.010.000 | 01 | 5 | 12 | 010 | 000 | Maintenance Cost | Post-completion loose furniture, fittings and equipment | Production, process, operating and loose furniture, furnishing and equipment not normally provided before completion of construction |  |  | 5.12.010 | 0
01.5.13.000.000 | 01 | 5 | 13 | 000 | 000 | Maintenance Cost | Construction ¦ Renewal ¦ Maintenance-related consultancies and supervision |  |  |  | 5.13.000 | 0
01.5.13.010.000 | 01 | 5 | 13 | 010 | 000 | Maintenance Cost | Construction ¦ Renewal ¦ Maintenance-related consultancies and supervision | Consultants’ fees and reimbursable |  |  | 5.13.010 | 0
01.5.13.010.010 | 01 | 5 | 13 | 010 | 010 | Maintenance Cost | Construction ¦ Renewal ¦ Maintenance-related consultancies and supervision | Consultants’ fees and reimbursable | architects (architectural, landscape, interior design, technical, etc.) |  | 5.13.010 | 0
01.5.13.010.020 | 01 | 5 | 13 | 010 | 020 | Maintenance Cost | Construction ¦ Renewal ¦ Maintenance-related consultancies and supervision | Consultants’ fees and reimbursable | engineers (geotechnical, civil, structural, mechanical, electrical and plumbing, technical, etc.) |  | 5.13.010 | 0
01.5.13.010.030 | 01 | 5 | 13 | 010 | 030 | Maintenance Cost | Construction ¦ Renewal ¦ Maintenance-related consultancies and supervision | Consultants’ fees and reimbursable | project managers |  | 5.13.010 | 0
01.5.13.010.040 | 01 | 5 | 13 | 010 | 040 | Maintenance Cost | Construction ¦ Renewal ¦ Maintenance-related consultancies and supervision | Consultants’ fees and reimbursable | surveyors (quantity surveying, land surveying, building surveying, cost engineering, etc.) |  | 5.13.010 | 0
01.5.13.010.050 | 01 | 5 | 13 | 010 | 050 | Maintenance Cost | Construction ¦ Renewal ¦ Maintenance-related consultancies and supervision | Consultants’ fees and reimbursable | specialist consultants (environmental, traffic, acoustic, facade, BIM, etc.) |  | 5.13.010 | 0
01.5.13.010.060 | 01 | 5 | 13 | 010 | 060 | Maintenance Cost | Construction ¦ Renewal ¦ Maintenance-related consultancies and supervision | Consultants’ fees and reimbursable | value management studies |  | 5.13.010 | 0
01.5.13.020.000 | 01 | 5 | 13 | 020 | 000 | Maintenance Cost | Construction ¦ Renewal ¦ Maintenance-related consultancies and supervision | Charges and levies payable to statutory bodies or their appointed agencies (in connection with planning, design, tender and contract approvals, supervision and acceptance inspections) |  |  | 5.13.020 | 0
01.5.13.030.000 | 01 | 5 | 13 | 030 | 000 | Maintenance Cost | Construction ¦ Renewal ¦ Maintenance-related consultancies and supervision | Site supervision charges (including their accommodation and travels) |  |  | 5.13.030 | 0
01.5.13.040.000 | 01 | 5 | 13 | 040 | 000 | Maintenance Cost | Construction ¦ Renewal ¦ Maintenance-related consultancies and supervision | Payments to testing authorities or laboratories |  |  | 5.13.040 | 0
01.6.00.000.000 | 01 | 6 | 00 | 000 | 000 | End of Life Costs |  |  |  |  | 6.00.000 | 0
01.6.01.000.000 | 01 | 6 | 01 | 000 | 000 | End of Life Costs | Disposal inspection |  |  |  | 6.01.000 | 0
01.6.01.010.000 | 01 | 6 | 01 | 010 | 000 | End of Life Costs | Disposal inspection | Dilapidations report |  |  | 6.01.010 | 0
01.6.01.020.000 | 01 | 6 | 01 | 020 | 000 | End of Life Costs | Disposal inspection | Contractual handback obligations |  |  | 6.01.020 | 0
01.6.02.000.000 | 01 | 6 | 02 | 000 | 000 | End of Life Costs | Decommissioning and decontamination |  |  |  | 6.02.000 | 0
01.6.02.010.000 | 01 | 6 | 02 | 010 | 000 | End of Life Costs | Decommissioning and decontamination | Shutdowns and decommissioning |  |  | 6.02.010 | 0
01.6.02.020.000 | 01 | 6 | 02 | 020 | 000 | End of Life Costs | Decommissioning and decontamination | Decontamination |  |  | 6.02.020 | 0
01.6.03.000.000 | 01 | 6 | 03 | 000 | 000 | End of Life Costs | Demolition, reclamation and salvage |  |  |  | 6.03.000 | 0
01.6.03.010.000 | 01 | 6 | 03 | 010 | 000 | End of Life Costs | Demolition, reclamation and salvage | Demolition |  |  | 6.03.010 | 0
01.6.03.020.000 | 01 | 6 | 03 | 020 | 000 | End of Life Costs | Demolition, reclamation and salvage | Reclamation |  |  | 6.03.020 | 0
01.6.03.030.000 | 01 | 6 | 03 | 030 | 000 | End of Life Costs | Demolition, reclamation and salvage | Salvage |  |  | 6.03.030 | 0
01.6.04.000.000 | 01 | 6 | 04 | 000 | 000 | End of Life Costs | Reinstatement |  |  |  | 6.04.000 | 0
01.6.04.010.000 | 01 | 6 | 04 | 010 | 000 | End of Life Costs | Reinstatement | Agreed reinstatement works |  |  | 6.04.010 | 0
01.6.04.020.000 | 01 | 6 | 04 | 020 | 000 | End of Life Costs | Reinstatement | Contractual obligations |  |  | 6.04.020 | 0
01.6.05.000.000 | 01 | 6 | 05 | 000 | 000 | End of Life Costs | Constructors’ site overheads ¦ general requirements |  |  |  | 6.05.000 | 0
01.6.05.010.000 | 01 | 6 | 05 | 010 | 000 | End of Life Costs | Constructors’ site overheads ¦ general requirements | Administration |  |  | 6.05.010 | 0
01.6.05.020.000 | 01 | 6 | 05 | 020 | 000 | End of Life Costs | Constructors’ site overheads ¦ general requirements | Overheads (project specific) |  |  | 6.05.020 | 0
01.6.06.000.000 | 01 | 6 | 06 | 000 | 000 | End of Life Costs | Risk Allowances |  |  |  | 6.06.000 | 0
01.6.06.010.000 | 01 | 6 | 06 | 010 | 000 | End of Life Costs | Risk Allowances | End of life specific (user definable) |  |  | 6.06.010 | 0
01.6.06.020.000 | 01 | 6 | 06 | 020 | 000 | End of Life Costs | Risk Allowances | Abnormal risks (user definable) |  |  | 6.06.020 | 0
01.6.07.000.000 | 01 | 6 | 07 | 000 | 000 | End of Life Costs | Taxes and Levies |  |  |  | 6.07.000 | 0
01.6.07.010.000 | 01 | 6 | 07 | 010 | 000 | End of Life Costs | Taxes and Levies | Taxes |  |  | 6.07.010 | 0
01.6.07.020.000 | 01 | 6 | 07 | 020 | 000 | End of Life Costs | Taxes and Levies | Levies |  |  | 6.07.020 | 0
01.6.07.030.000 | 01 | 6 | 07 | 030 | 000 | End of Life Costs | Taxes and Levies | Credit for grants |  |  | 6.07.030 | 0

## ICMS2 Civil Work
Unique ID | Project Scope | Cost Category (Level 2) | Cost Group (Level 3) | Cost Sub-Group (Level 4) | Cost Sub Sub-Group (Level 5) | Cost Category (Level 2) | Cost Group (Level 3) | Cost Sub-Group (Level 4) | Cost Sub Sub-Group (Level 5)
02.1.00.000.000 | 02 | 1 | 00 | 000 | 000 | Acquisition Costs (AC)
02.1.01.000.000 | 02 | 1 | 01 | 000 | 000 | Acquisition Costs (AC) | Site acquisition
02.1.01.010.000 | 02 | 1 | 01 | 010 | 000 | Acquisition Costs (AC) | Site acquisition | Costs and premium required to procure site
02.1.01.020.000 | 02 | 1 | 01 | 020 | 000 | Acquisition Costs (AC) | Site acquisition | Compensation to existing occupiers
02.1.01.030.000 | 02 | 1 | 01 | 030 | 000 | Acquisition Costs (AC) | Site acquisition | Demolition, removal and modification of existing properties by way of payment to existing owners instead of carrying out physical work
02.1.01.040.000 | 02 | 1 | 01 | 040 | 000 | Acquisition Costs (AC) | Site acquisition | Contributions for the preservation of heritage, culture and environment
02.1.01.050.000 | 02 | 1 | 01 | 050 | 000 | Acquisition Costs (AC) | Site acquisition | Related fees to agents, lawyers, and the like
02.1.01.060.000 | 02 | 1 | 01 | 060 | 000 | Acquisition Costs (AC) | Site acquisition | Related taxes and statutory charges
02.1.02.000.000 | 02 | 1 | 02 | 000 | 000 | Acquisition Costs (AC) | Administrative, finance, legal and marketing expenses
02.1.02.010.000 | 02 | 1 | 02 | 010 | 000 | Acquisition Costs (AC) | Administrative, finance, legal and marketing expenses | Client’s general office overheads
02.1.02.020.000 | 02 | 1 | 02 | 020 | 000 | Acquisition Costs (AC) | Administrative, finance, legal and marketing expenses | Client’s project-specific administrative expenses
02.1.02.020.010 | 02 | 1 | 02 | 020 | 010 | Acquisition Costs (AC) | Administrative, finance, legal and marketing expenses | Client’s project-specific administrative expenses | in-house project management and design team
02.1.02.020.020 | 02 | 1 | 02 | 020 | 020 | Acquisition Costs (AC) | Administrative, finance, legal and marketing expenses | Client’s project-specific administrative expenses | supporting project staff
02.1.02.020.030 | 02 | 1 | 02 | 020 | 030 | Acquisition Costs (AC) | Administrative, finance, legal and marketing expenses | Client’s project-specific administrative expenses | project office venue, furniture and equipment if not included in Constructor’s preliminaries ¦ site overheads
02.1.02.020.040 | 02 | 1 | 02 | 020 | 040 | Acquisition Costs (AC) | Administrative, finance, legal and marketing expenses | Client’s project-specific administrative expenses | stores and workshops
02.1.02.020.050 | 02 | 1 | 02 | 020 | 050 | Acquisition Costs (AC) | Administrative, finance, legal and marketing expenses | Client’s project-specific administrative expenses | safety and insurances
02.1.02.020.060 | 02 | 1 | 02 | 020 | 060 | Acquisition Costs (AC) | Administrative, finance, legal and marketing expenses | Client’s project-specific administrative expenses | staff training
02.1.02.020.070 | 02 | 1 | 02 | 020 | 070 | Acquisition Costs (AC) | Administrative, finance, legal and marketing expenses | Client’s project-specific administrative expenses | accommodation and travelling expenses for in-house team and external parties
02.1.02.030.000 | 02 | 1 | 02 | 030 | 000 | Acquisition Costs (AC) | Administrative, finance, legal and marketing expenses | Interest and finance costs
02.1.02.040.000 | 02 | 1 | 02 | 040 | 000 | Acquisition Costs (AC) | Administrative, finance, legal and marketing expenses | Legal expenses
02.1.02.050.000 | 02 | 1 | 02 | 050 | 000 | Acquisition Costs (AC) | Administrative, finance, legal and marketing expenses | Accounting expenses
02.1.02.060.000 | 02 | 1 | 02 | 060 | 000 | Acquisition Costs (AC) | Administrative, finance, legal and marketing expenses | Sales, leasing, marketing, advertising and promotional expenses
02.1.02.070.000 | 02 | 1 | 02 | 070 | 000 | Acquisition Costs (AC) | Administrative, finance, legal and marketing expenses | Taxes and statutory charges related to sales and lease
02.1.02.080.000 | 02 | 1 | 02 | 080 | 000 | Acquisition Costs (AC) | Administrative, finance, legal and marketing expenses | License and permit charges for operation and use
02.2.00.000.000 | 02 | 2 | 00 | 000 | 000 | Construction Costs
02.2.01.000.000 | 02 | 2 | 01 | 000 | 000 | Construction Costs | Demolition, site preparation and formation
02.2.01.010.000 | 02 | 2 | 01 | 010 | 000 | Construction Costs | Demolition, site preparation and formation | Site survey and ground investigation
02.2.01.020.000 | 02 | 2 | 01 | 020 | 000 | Construction Costs | Demolition, site preparation and formation | Environmental treatment
02.2.01.030.000 | 02 | 2 | 01 | 030 | 000 | Construction Costs | Demolition, site preparation and formation | Sampling of hazardous or useful materials or conditions
02.2.01.040.000 | 02 | 2 | 01 | 040 | 000 | Construction Costs | Demolition, site preparation and formation | Temporary fencing
02.2.01.050.000 | 02 | 2 | 01 | 050 | 000 | Construction Costs | Demolition, site preparation and formation | Demolition of existing structures and support to adjacent structures
02.2.01.060.000 | 02 | 2 | 01 | 060 | 000 | Construction Costs | Demolition, site preparation and formation | Site surface clearance (clearing, grubbing, topsoil stripping, tree felling, minor earthwork, removal)
02.2.01.070.000 | 02 | 2 | 01 | 070 | 000 | Construction Costs | Demolition, site preparation and formation | Tree transplant
02.2.01.080.000 | 02 | 2 | 01 | 080 | 000 | Construction Costs | Demolition, site preparation and formation | General site formation and slope treatment
02.2.01.090.000 | 02 | 2 | 01 | 090 | 000 | Construction Costs | Demolition, site preparation and formation | Temporary surface drainage and dewatering
02.2.01.100.000 | 02 | 2 | 01 | 100 | 000 | Construction Costs | Demolition, site preparation and formation | Temporary access roads and storage areas (provided under an advance contract)
02.2.01.110.000 | 02 | 2 | 01 | 110 | 000 | Construction Costs | Demolition, site preparation and formation | Temporary protection, diversion and relocation of public utilities
02.2.02.120.000 | 02 | 2 | 02 | 120 | 000 | Construction Costs | Demolition, site preparation and formation | Erosion control
02.2.02.000.000 | 02 | 2 | 02 | 000 | 000 | Construction Costs | Substructure
02.2.02.010.000 | 02 | 2 | 02 | 010 | 000 | Construction Costs | Substructure | Embankments/cuttings
02.2.02.020.000 | 02 | 2 | 02 | 020 | 000 | Construction Costs | Substructure | Excavation, disposal and lateral supports (specifically to receive any substructure construction but excluding general site formation and slope treatment)
02.2.02.030.000 | 02 | 2 | 02 | 030 | 000 | Construction Costs | Substructure | Trenching
02.2.02.040.000 | 02 | 2 | 02 | 040 | 000 | Construction Costs | Substructure | Drilling/boring
02.2.02.050.000 | 02 | 2 | 02 | 050 | 000 | Construction Costs | Substructure | Piling/anchoring
02.2.02.060.000 | 02 | 2 | 02 | 060 | 000 | Construction Costs | Substructure | Structural backfill/ground remediation
02.2.02.070.000 | 02 | 2 | 02 | 070 | 000 | Construction Costs | Substructure | Earth-retaining structures
02.2.02.080.000 | 02 | 2 | 02 | 080 | 000 | Construction Costs | Substructure | Abutments/wing walls
02.2.02.090.000 | 02 | 2 | 02 | 090 | 000 | Construction Costs | Substructure | Pile caps/footings/bases (nearest to the ground level or water level if constructed in water)
02.2.02.100.000 | 02 | 2 | 02 | 100 | 000 | Construction Costs | Substructure | Sub-base to pavements and rail track structures
02.2.02.110.000 | 02 | 2 | 02 | 110 | 000 | Construction Costs | Substructure | Bases to supports for tanks, pipes, well heads and the like
02.2.02.120.000 | 02 | 2 | 02 | 120 | 000 | Construction Costs | Substructure | Beds and surrounds to underground pipes
02.2.03.000.000 | 02 | 2 | 03 | 000 | 000 | Construction Costs | Structure
02.2.03.010.000 | 02 | 2 | 03 | 010 | 000 | Construction Costs | Structure | Piers and towers
02.2.03.020.000 | 02 | 2 | 03 | 020 | 000 | Construction Costs | Structure | Suspension system
02.2.03.030.000 | 02 | 2 | 03 | 030 | 000 | Construction Costs | Structure | Decks
02.2.03.040.000 | 02 | 2 | 03 | 040 | 000 | Construction Costs | Structure | Bearings
02.2.03.050.000 | 02 | 2 | 03 | 050 | 000 | Construction Costs | Structure | Tunnel lining
02.2.03.060.000 | 02 | 2 | 03 | 060 | 000 | Construction Costs | Structure | Road/track base
02.2.03.070.000 | 02 | 2 | 03 | 070 | 000 | Construction Costs | Structure | Pavement
02.2.03.080.000 | 02 | 2 | 03 | 080 | 000 | Construction Costs | Structure | Service roads and approaches
02.2.03.090.000 | 02 | 2 | 03 | 090 | 000 | Construction Costs | Structure | Parapets/edge treatment
02.2.03.100.000 | 02 | 2 | 03 | 100 | 000 | Construction Costs | Structure | Main structures
02.2.03.110.000 | 02 | 2 | 03 | 110 | 000 | Construction Costs | Structure | Tanks, rigs, storage containers and the like
02.2.03.120.000 | 02 | 2 | 03 | 120 | 000 | Construction Costs | Structure | Supports for tanks, pipes and the like
02.2.03.130.000 | 02 | 2 | 03 | 130 | 000 | Construction Costs | Structure | Civil pipework
02.2.03.140.000 | 02 | 2 | 03 | 140 | 000 | Construction Costs | Structure | Valves and fittings
02.2.04.000.000 | 02 | 2 | 04 | 000 | 000 | Construction Costs | Non-structural works
02.2.04.010.000 | 02 | 2 | 04 | 010 | 000 | Construction Costs | Non-structural works | Non-structural removal and alterations
02.2.04.020.000 | 02 | 2 | 04 | 020 | 000 | Construction Costs | Non-structural works | Non-structural construction
02.2.04.030.000 | 02 | 2 | 04 | 030 | 000 | Construction Costs | Non-structural works | Running surface
02.2.04.040.000 | 02 | 2 | 04 | 040 | 000 | Construction Costs | Non-structural works | Signage, markings and the like
02.2.04.050.000 | 02 | 2 | 04 | 050 | 000 | Construction Costs | Non-structural works | Gantries and the like
02.2.04.060.000 | 02 | 2 | 04 | 060 | 000 | Construction Costs | Non-structural works | Safety facilities
02.2.04.070.000 | 02 | 2 | 04 | 070 | 000 | Construction Costs | Non-structural works | Barriers/rails and means of access
02.2.04.080.000 | 02 | 2 | 04 | 080 | 000 | Construction Costs | Non-structural works | Special equipment and fittings
02.2.04.090.000 | 02 | 2 | 04 | 090 | 000 | Construction Costs | Non-structural works | Interior landscaping
02.2.04.100.000 | 02 | 2 | 04 | 100 | 000 | Construction Costs | Non-structural works | Builders’ work in connection with services
02.2.05.000.000 | 02 | 2 | 05 | 000 | 000 | Construction Costs | Services and equipment
02.2.05.010.000 | 02 | 2 | 05 | 010 | 000 | Construction Costs | Services and equipment | Mechanical systems
02.2.05.020.000 | 02 | 2 | 05 | 020 | 000 | Construction Costs | Services and equipment | Lighting systems
02.2.05.030.000 | 02 | 2 | 05 | 030 | 000 | Construction Costs | Services and equipment | Illuminations
02.2.05.040.000 | 02 | 2 | 05 | 040 | 000 | Construction Costs | Services and equipment | Low-voltage power supply
02.2.05.050.000 | 02 | 2 | 05 | 050 | 000 | Construction Costs | Services and equipment | High-voltage power supply
02.2.05.060.000 | 02 | 2 | 05 | 060 | 000 | Construction Costs | Services and equipment | Cables/cable trays
02.2.05.070.000 | 02 | 2 | 05 | 070 | 000 | Construction Costs | Services and equipment | Other electrical services
02.2.05.080.000 | 02 | 2 | 05 | 080 | 000 | Construction Costs | Services and equipment | Control systems and instrumentation
02.2.05.090.000 | 02 | 2 | 05 | 090 | 000 | Construction Costs | Services and equipment | Pipe racks/supports
02.2.05.100.000 | 02 | 2 | 05 | 100 | 000 | Construction Costs | Services and equipment | Water supply and drainage above ground or inside underground construction
02.2.05.110.000 | 02 | 2 | 05 | 110 | 000 | Construction Costs | Services and equipment | Fire services
02.2.05.120.000 | 02 | 2 | 05 | 120 | 000 | Construction Costs | Services and equipment | Movement systems: lifts/ elevators/ conveyors
02.2.06.000.000 | 02 | 2 | 06 | 000 | 000 | Construction Costs | Surface and underground drainage
02.2.06.010.000 | 02 | 2 | 06 | 010 | 000 | Construction Costs | Surface and underground drainage | Surface water drainage
02.2.06.020.000 | 02 | 2 | 06 | 020 | 000 | Construction Costs | Surface and underground drainage | Storm water drainage
02.2.06.030.000 | 02 | 2 | 06 | 030 | 000 | Construction Costs | Surface and underground drainage | Foul and waste water drainage
02.2.06.040.000 | 02 | 2 | 06 | 040 | 000 | Construction Costs | Surface and underground drainage | Pumping systems
02.2.06.050.000 | 02 | 2 | 06 | 050 | 000 | Construction Costs | Surface and underground drainage | Drainage connections
02.2.07.000.000 | 02 | 2 | 07 | 000 | 000 | Construction Costs | External and ancillary works
02.2.07.010.000 | 02 | 2 | 07 | 010 | 000 | Construction Costs | External and ancillary works | Site enclosures and divisions
02.2.07.020.000 | 02 | 2 | 07 | 020 | 000 | Construction Costs | External and ancillary works | Ancillary structures
02.2.07.030.000 | 02 | 2 | 07 | 030 | 000 | Construction Costs | External and ancillary works | Roads and paving (not amounting to a Sub- Project)
02.2.07.040.000 | 02 | 2 | 07 | 040 | 000 | Construction Costs | External and ancillary works | Landscaping (hard and soft)
02.2.07.050.000 | 02 | 2 | 07 | 050 | 000 | Construction Costs | External and ancillary works | Fittings and equipment
02.2.08.000.000 | 02 | 2 | 08 | 000 | 000 | Construction Costs | Preliminaries ¦ Constructors’ site overheads ¦ general requirements
02.2.08.010.000 | 02 | 2 | 08 | 010 | 000 | Construction Costs | Preliminaries ¦ Constructors’ site overheads ¦ general requirements | Construction management including site management staff and support labour
02.2.08.020.000 | 02 | 2 | 08 | 020 | 000 | Construction Costs | Preliminaries ¦ Constructors’ site overheads ¦ general requirements | Temporary access roads and storage areas, traffic management and diversion (at the Constructors’ discretion)
02.2.08.030.000 | 02 | 2 | 08 | 030 | 000 | Construction Costs | Preliminaries ¦ Constructors’ site overheads ¦ general requirements | Temporary site fencing and securities
02.2.08.040.000 | 02 | 2 | 08 | 040 | 000 | Construction Costs | Preliminaries ¦ Constructors’ site overheads ¦ general requirements | Commonly shared construction plant
02.2.08.050.000 | 02 | 2 | 08 | 050 | 000 | Construction Costs | Preliminaries ¦ Constructors’ site overheads ¦ general requirements | Commonly shared scaffolding
02.2.08.060.000 | 02 | 2 | 08 | 060 | 000 | Construction Costs | Preliminaries ¦ Constructors’ site overheads ¦ general requirements | Other temporary facilities and services
02.2.08.070.000 | 02 | 2 | 08 | 070 | 000 | Construction Costs | Preliminaries ¦ Constructors’ site overheads ¦ general requirements | Technology and communications: telephone, broadband, hardware, software
02.2.08.080.000 | 02 | 2 | 08 | 080 | 000 | Construction Costs | Preliminaries ¦ Constructors’ site overheads ¦ general requirements | Constructor’s submissions, reports and as-built documentation
02.2.08.090.000 | 02 | 2 | 08 | 090 | 000 | Construction Costs | Preliminaries ¦ Constructors’ site overheads ¦ general requirements | Quality monitoring, recording and inspections
02.2.08.100.000 | 02 | 2 | 08 | 100 | 000 | Construction Costs | Preliminaries ¦ Constructors’ site overheads ¦ general requirements | Safety, health and environmental management
02.2.08.110.000 | 02 | 2 | 08 | 110 | 000 | Construction Costs | Preliminaries ¦ Constructors’ site overheads ¦ general requirements | Insurances, bonds, guarantees and warranties
02.2.08.120.000 | 02 | 2 | 08 | 120 | 000 | Construction Costs | Preliminaries ¦ Constructors’ site overheads ¦ general requirements | Constructor’s statutory fees and charges
02.2.08.130.000 | 02 | 2 | 08 | 130 | 000 | Construction Costs | Preliminaries ¦ Constructors’ site overheads ¦ general requirements | Testing and commissioning
02.2.09.000.000 | 02 | 2 | 09 | 000 | 000 | Construction Costs | Risk Allowances
02.2.09.010.000 | 02 | 2 | 09 | 010 | 000 | Construction Costs | Risk Allowances | Design development allowance
02.2.09.020.000 | 02 | 2 | 09 | 020 | 000 | Construction Costs | Risk Allowances | Construction contingencies
02.2.09.030.000 | 02 | 2 | 09 | 030 | 000 | Construction Costs | Risk Allowances | Price level adjustments
02.2.09.030.010 | 02 | 2 | 09 | 030 | 010 | Construction Costs | Risk Allowances | Price level adjustments | until tendering
02.2.09.030.020 | 02 | 2 | 09 | 030 | 020 | Construction Costs | Risk Allowances | Price level adjustments | during construction
02.2.09.040.000 | 02 | 2 | 09 | 040 | 000 | Construction Costs | Risk Allowances | Exchange rate fluctuation adjustments
02.2.10.000.000 | 02 | 2 | 10 | 000 | 000 | Construction Costs | Taxes and Levies
02.2.10.010.000 | 02 | 2 | 10 | 010 | 000 | Construction Costs | Taxes and Levies | Paid by the Constructors
02.2.10.020.000 | 02 | 2 | 10 | 020 | 000 | Construction Costs | Taxes and Levies | Paid by the Client in relation to the construction contract payments
02.2.11.000.000 | 02 | 2 | 11 | 000 | 000 | Construction Costs | Work and utilities off-site (including related risk allowances, taxes and levies)
02.2.11.010.000 | 02 | 2 | 11 | 010 | 000 | Construction Costs | Work and utilities off-site (including related risk allowances, taxes and levies) | Connections to, diversion of and capacity enhancement of public utility mains or sources off-site up to mains connections on-site
02.2.11.010.010 | 02 | 2 | 11 | 010 | 010 | Construction Costs | Work and utilities off-site (including related risk allowances, taxes and levies) | Connections to, diversion of and capacity enhancement of public utility mains or sources off-site up to mains connections on-site | electricity
02.2.11.010.020 | 02 | 2 | 11 | 010 | 020 | Construction Costs | Work and utilities off-site (including related risk allowances, taxes and levies) | Connections to, diversion of and capacity enhancement of public utility mains or sources off-site up to mains connections on-site | transformers
02.2.11.010.030 | 02 | 2 | 11 | 010 | 030 | Construction Costs | Work and utilities off-site (including related risk allowances, taxes and levies) | Connections to, diversion of and capacity enhancement of public utility mains or sources off-site up to mains connections on-site | water
02.2.11.010.040 | 02 | 2 | 11 | 010 | 040 | Construction Costs | Work and utilities off-site (including related risk allowances, taxes and levies) | Connections to, diversion of and capacity enhancement of public utility mains or sources off-site up to mains connections on-site | sewer
02.2.11.010.050 | 02 | 2 | 11 | 010 | 050 | Construction Costs | Work and utilities off-site (including related risk allowances, taxes and levies) | Connections to, diversion of and capacity enhancement of public utility mains or sources off-site up to mains connections on-site | gas
02.2.11.010.060 | 02 | 2 | 11 | 010 | 060 | Construction Costs | Work and utilities off-site (including related risk allowances, taxes and levies) | Connections to, diversion of and capacity enhancement of public utility mains or sources off-site up to mains connections on-site | telecommunications
02.2.11.020.000 | 02 | 2 | 11 | 020 | 000 | Construction Costs | Work and utilities off-site (including related risk allowances, taxes and levies) | Public access roads and footpaths
02.2.12.000.000 | 02 | 2 | 12 | 000 | 000 | Construction Costs | Post-completion loose furniture, fittings and equipment (including related risk allowances, taxes and levies)
02.2.12.010.000 | 02 | 2 | 12 | 010 | 000 | Construction Costs | Post-completion loose furniture, fittings and equipment (including related risk allowances, taxes and levies) | Production, process, operating and loose furniture, furnishing and equipment not normally provided before completion of construction
02.2.13.000.000 | 02 | 2 | 13 | 000 | 000 | Construction Costs | Construction-related consultants and supervision (including related risk allowances, taxes and levies)
02.2.13.010.000 | 02 | 2 | 13 | 010 | 000 | Construction Costs | Construction-related consultants and supervision (including related risk allowances, taxes and levies) | Consultants’ fees and reimbursable
02.2.13.010.010 | 02 | 2 | 13 | 010 | 010 | Construction Costs | Construction-related consultants and supervision (including related risk allowances, taxes and levies) | Consultants’ fees and reimbursable | architects (architectural, landscape, interior design, technical, etc.)
02.2.13.010.020 | 02 | 2 | 13 | 010 | 020 | Construction Costs | Construction-related consultants and supervision (including related risk allowances, taxes and levies) | Consultants’ fees and reimbursable | engineers (geotechnical, civil, structural, mechanical, electrical and plumbing, technical, etc.)
02.2.13.010.030 | 02 | 2 | 13 | 010 | 030 | Construction Costs | Construction-related consultants and supervision (including related risk allowances, taxes and levies) | Consultants’ fees and reimbursable | project managers
02.2.13.010.040 | 02 | 2 | 13 | 010 | 040 | Construction Costs | Construction-related consultants and supervision (including related risk allowances, taxes and levies) | Consultants’ fees and reimbursable | surveyors (quantity surveying, land surveying, building surveying, cost engineering, etc.)
02.2.13.010.050 | 02 | 2 | 13 | 010 | 050 | Construction Costs | Construction-related consultants and supervision (including related risk allowances, taxes and levies) | Consultants’ fees and reimbursable | specialist consultants (environmental, traffic, acoustic, facade, BIM, etc.)
02.2.13.010.060 | 02 | 2 | 13 | 010 | 060 | Construction Costs | Construction-related consultants and supervision (including related risk allowances, taxes and levies) | Consultants’ fees and reimbursable | value management studies
02.2.13.020.000 | 02 | 2 | 13 | 020 | 000 | Construction Costs | Construction-related consultants and supervision (including related risk allowances, taxes and levies) | Charges and levies payable to statutory bodies or their appointed agencies (in connection with planning, design, tender and contract approvals, supervision and acceptance inspections)
02.2.13.030.000 | 02 | 2 | 13 | 030 | 000 | Construction Costs | Construction-related consultants and supervision (including related risk allowances, taxes and levies) | Site supervision charges (including their accommodation and travels)
02.2.13.040.000 | 02 | 2 | 13 | 040 | 000 | Construction Costs | Construction-related consultants and supervision (including related risk allowances, taxes and levies) | Payments to testing authorities or laboratories
02.3.00.000.000 | 02 | 3 | 00 | 000 | 000 | Renewal Cost
02.3.01.000.000 | 02 | 3 | 01 | 000 | 000 | Renewal Cost | Demolition, site preparation and formation
02.3.01.010.000 | 02 | 3 | 01 | 010 | 000 | Renewal Cost | Demolition, site preparation and formation | Site survey and ground investigation
02.3.01.020.000 | 02 | 3 | 01 | 020 | 000 | Renewal Cost | Demolition, site preparation and formation | Environmental treatment
02.3.01.030.000 | 02 | 3 | 01 | 030 | 000 | Renewal Cost | Demolition, site preparation and formation | Sampling of hazardous or useful materials or conditions
02.3.01.040.000 | 02 | 3 | 01 | 040 | 000 | Renewal Cost | Demolition, site preparation and formation | Temporary fencing
02.3.01.050.000 | 02 | 3 | 01 | 050 | 000 | Renewal Cost | Demolition, site preparation and formation | Demolition of existing structures and support to adjacent structures
02.3.01.060.000 | 02 | 3 | 01 | 060 | 000 | Renewal Cost | Demolition, site preparation and formation | Site surface clearance (clearing, grubbing, topsoil stripping, tree felling, minor earthwork, removal)
02.3.01.070.000 | 02 | 3 | 01 | 070 | 000 | Renewal Cost | Demolition, site preparation and formation | Tree transplant
02.3.01.080.000 | 02 | 3 | 01 | 080 | 000 | Renewal Cost | Demolition, site preparation and formation | General site formation and slope treatment
02.3.01.090.000 | 02 | 3 | 01 | 090 | 000 | Renewal Cost | Demolition, site preparation and formation | Temporary surface drainage and dewatering
02.3.01.100.000 | 02 | 3 | 01 | 100 | 000 | Renewal Cost | Demolition, site preparation and formation | Temporary access roads and storage areas (provided under an advance contract)
02.3.01.110.000 | 02 | 3 | 01 | 110 | 000 | Renewal Cost | Demolition, site preparation and formation | Temporary protection, diversion and relocation of public utilities
02.3.02.120.000 | 02 | 3 | 02 | 120 | 000 | Renewal Cost | Demolition, site preparation and formation | Erosion control
02.3.02.000.000 | 02 | 3 | 02 | 000 | 000 | Renewal Cost | Substructure
02.3.02.010.000 | 02 | 3 | 02 | 010 | 000 | Renewal Cost | Substructure | Embankments/cuttings
02.3.02.020.000 | 02 | 3 | 02 | 020 | 000 | Renewal Cost | Substructure | Excavation, disposal and lateral supports (specifically to receive any substructure construction but excluding general site formation and slope treatment)
02.3.02.030.000 | 02 | 3 | 02 | 030 | 000 | Renewal Cost | Substructure | Trenching
02.3.02.040.000 | 02 | 3 | 02 | 040 | 000 | Renewal Cost | Substructure | Drilling/boring
02.3.02.050.000 | 02 | 3 | 02 | 050 | 000 | Renewal Cost | Substructure | Piling/anchoring
02.3.02.060.000 | 02 | 3 | 02 | 060 | 000 | Renewal Cost | Substructure | Structural backfill/ground remediation
02.3.02.070.000 | 02 | 3 | 02 | 070 | 000 | Renewal Cost | Substructure | Earth-retaining structures
02.3.02.080.000 | 02 | 3 | 02 | 080 | 000 | Renewal Cost | Substructure | Abutments/wing walls
02.3.02.090.000 | 02 | 3 | 02 | 090 | 000 | Renewal Cost | Substructure | Pile caps/footings/bases (nearest to the ground level or water level if constructed in water)
02.3.02.100.000 | 02 | 3 | 02 | 100 | 000 | Renewal Cost | Substructure | Sub-base to pavements and rail track structures
02.3.02.110.000 | 02 | 3 | 02 | 110 | 000 | Renewal Cost | Substructure | Bases to supports for tanks, pipes, well heads and the like
02.3.02.120.000 | 02 | 3 | 02 | 120 | 000 | Renewal Cost | Substructure | Beds and surrounds to underground pipes
02.3.03.000.000 | 02 | 3 | 03 | 000 | 000 | Renewal Cost | Structure
02.3.03.010.000 | 02 | 3 | 03 | 010 | 000 | Renewal Cost | Structure | Piers and towers
02.3.03.020.000 | 02 | 3 | 03 | 020 | 000 | Renewal Cost | Structure | Suspension system
02.3.03.030.000 | 02 | 3 | 03 | 030 | 000 | Renewal Cost | Structure | Decks
02.3.03.040.000 | 02 | 3 | 03 | 040 | 000 | Renewal Cost | Structure | Bearings
02.3.03.050.000 | 02 | 3 | 03 | 050 | 000 | Renewal Cost | Structure | Tunnel lining
02.3.03.060.000 | 02 | 3 | 03 | 060 | 000 | Renewal Cost | Structure | Road/track base
02.3.03.070.000 | 02 | 3 | 03 | 070 | 000 | Renewal Cost | Structure | Pavement
02.3.03.080.000 | 02 | 3 | 03 | 080 | 000 | Renewal Cost | Structure | Service roads and approaches
02.3.03.090.000 | 02 | 3 | 03 | 090 | 000 | Renewal Cost | Structure | Parapets/edge treatment
02.3.03.100.000 | 02 | 3 | 03 | 100 | 000 | Renewal Cost | Structure | Main structures
02.3.03.110.000 | 02 | 3 | 03 | 110 | 000 | Renewal Cost | Structure | Tanks, rigs, storage containers and the like
02.3.03.120.000 | 02 | 3 | 03 | 120 | 000 | Renewal Cost | Structure | Supports for tanks, pipes and the like
02.3.03.130.000 | 02 | 3 | 03 | 130 | 000 | Renewal Cost | Structure | Civil pipework
02.3.03.140.000 | 02 | 3 | 03 | 140 | 000 | Renewal Cost | Structure | Valves and fittings
02.3.04.000.000 | 02 | 3 | 04 | 000 | 000 | Renewal Cost | Non-structural works
02.3.04.010.000 | 02 | 3 | 04 | 010 | 000 | Renewal Cost | Non-structural works | Non-structural removal and alterations
02.3.04.020.000 | 02 | 3 | 04 | 020 | 000 | Renewal Cost | Non-structural works | Non-structural construction
02.3.04.030.000 | 02 | 3 | 04 | 030 | 000 | Renewal Cost | Non-structural works | Running surface
02.3.04.040.000 | 02 | 3 | 04 | 040 | 000 | Renewal Cost | Non-structural works | Signage, markings and the like
02.3.04.050.000 | 02 | 3 | 04 | 050 | 000 | Renewal Cost | Non-structural works | Gantries and the like
02.3.04.060.000 | 02 | 3 | 04 | 060 | 000 | Renewal Cost | Non-structural works | Safety facilities
02.3.04.070.000 | 02 | 3 | 04 | 070 | 000 | Renewal Cost | Non-structural works | Barriers/rails and means of access
02.3.04.080.000 | 02 | 3 | 04 | 080 | 000 | Renewal Cost | Non-structural works | Special equipment and fittings
02.3.04.090.000 | 02 | 3 | 04 | 090 | 000 | Renewal Cost | Non-structural works | Interior landscaping
02.3.04.100.000 | 02 | 3 | 04 | 100 | 000 | Renewal Cost | Non-structural works | Builders’ work in connection with services
02.3.05.000.000 | 02 | 3 | 05 | 000 | 000 | Renewal Cost | Services and equipment
02.3.05.010.000 | 02 | 3 | 05 | 010 | 000 | Renewal Cost | Services and equipment | Mechanical systems
02.3.05.020.000 | 02 | 3 | 05 | 020 | 000 | Renewal Cost | Services and equipment | Lighting systems
02.3.05.030.000 | 02 | 3 | 05 | 030 | 000 | Renewal Cost | Services and equipment | Illuminations
02.3.05.040.000 | 02 | 3 | 05 | 040 | 000 | Renewal Cost | Services and equipment | Low-voltage power supply
02.3.05.050.000 | 02 | 3 | 05 | 050 | 000 | Renewal Cost | Services and equipment | High-voltage power supply
02.3.05.060.000 | 02 | 3 | 05 | 060 | 000 | Renewal Cost | Services and equipment | Cables/cable trays
02.3.05.070.000 | 02 | 3 | 05 | 070 | 000 | Renewal Cost | Services and equipment | Other electrical services
02.3.05.080.000 | 02 | 3 | 05 | 080 | 000 | Renewal Cost | Services and equipment | Control systems and instrumentation
02.3.05.090.000 | 02 | 3 | 05 | 090 | 000 | Renewal Cost | Services and equipment | Pipe racks/supports
02.3.05.100.000 | 02 | 3 | 05 | 100 | 000 | Renewal Cost | Services and equipment | Water supply and drainage above ground or inside underground construction
02.3.05.110.000 | 02 | 3 | 05 | 110 | 000 | Renewal Cost | Services and equipment | Fire services
02.3.05.120.000 | 02 | 3 | 05 | 120 | 000 | Renewal Cost | Services and equipment | Movement systems: lifts/ elevators/ conveyors
02.3.06.000.000 | 02 | 3 | 06 | 000 | 000 | Renewal Cost | Surface and underground drainage
02.3.06.010.000 | 02 | 3 | 06 | 010 | 000 | Renewal Cost | Surface and underground drainage | Surface water drainage
02.3.06.020.000 | 02 | 3 | 06 | 020 | 000 | Renewal Cost | Surface and underground drainage | Storm water drainage
02.3.06.030.000 | 02 | 3 | 06 | 030 | 000 | Renewal Cost | Surface and underground drainage | Foul and waste water drainage
02.3.06.040.000 | 02 | 3 | 06 | 040 | 000 | Renewal Cost | Surface and underground drainage | Pumping systems
02.3.06.050.000 | 02 | 3 | 06 | 050 | 000 | Renewal Cost | Surface and underground drainage | Drainage connections
02.3.07.000.000 | 02 | 3 | 07 | 000 | 000 | Renewal Cost | External and ancillary works
02.3.07.010.000 | 02 | 3 | 07 | 010 | 000 | Renewal Cost | External and ancillary works | Site enclosures and divisions
02.3.07.020.000 | 02 | 3 | 07 | 020 | 000 | Renewal Cost | External and ancillary works | Ancillary structures
02.3.07.030.000 | 02 | 3 | 07 | 030 | 000 | Renewal Cost | External and ancillary works | Roads and paving (not amounting to a Sub- Project)
02.3.07.040.000 | 02 | 3 | 07 | 040 | 000 | Renewal Cost | External and ancillary works | Landscaping (hard and soft)
02.3.07.050.000 | 02 | 3 | 07 | 050 | 000 | Renewal Cost | External and ancillary works | Fittings and equipment
02.3.08.000.000 | 02 | 3 | 08 | 000 | 000 | Renewal Cost | Preliminaries ¦ Constructors’ site overheads ¦ general requirements
02.3.08.010.000 | 02 | 3 | 08 | 010 | 000 | Renewal Cost | Preliminaries ¦ Constructors’ site overheads ¦ general requirements | Construction management including site management staff and support labour
02.3.08.020.000 | 02 | 3 | 08 | 020 | 000 | Renewal Cost | Preliminaries ¦ Constructors’ site overheads ¦ general requirements | Temporary access roads and storage areas, traffic management and diversion (at the Constructors’ discretion)
02.3.08.030.000 | 02 | 3 | 08 | 030 | 000 | Renewal Cost | Preliminaries ¦ Constructors’ site overheads ¦ general requirements | Temporary site fencing and securities
02.3.08.040.000 | 02 | 3 | 08 | 040 | 000 | Renewal Cost | Preliminaries ¦ Constructors’ site overheads ¦ general requirements | Commonly shared construction plant
02.3.08.050.000 | 02 | 3 | 08 | 050 | 000 | Renewal Cost | Preliminaries ¦ Constructors’ site overheads ¦ general requirements | Commonly shared scaffolding
02.3.08.060.000 | 02 | 3 | 08 | 060 | 000 | Renewal Cost | Preliminaries ¦ Constructors’ site overheads ¦ general requirements | Other temporary facilities and services
02.3.08.070.000 | 02 | 3 | 08 | 070 | 000 | Renewal Cost | Preliminaries ¦ Constructors’ site overheads ¦ general requirements | Technology and communications: telephone, broadband, hardware, software
02.3.08.080.000 | 02 | 3 | 08 | 080 | 000 | Renewal Cost | Preliminaries ¦ Constructors’ site overheads ¦ general requirements | Constructor’s submissions, reports and as-built documentation
02.3.08.090.000 | 02 | 3 | 08 | 090 | 000 | Renewal Cost | Preliminaries ¦ Constructors’ site overheads ¦ general requirements | Quality monitoring, recording and inspections
02.3.08.100.000 | 02 | 3 | 08 | 100 | 000 | Renewal Cost | Preliminaries ¦ Constructors’ site overheads ¦ general requirements | Safety, health and environmental management
02.3.08.110.000 | 02 | 3 | 08 | 110 | 000 | Renewal Cost | Preliminaries ¦ Constructors’ site overheads ¦ general requirements | Insurances, bonds, guarantees and warranties
02.3.08.120.000 | 02 | 3 | 08 | 120 | 000 | Renewal Cost | Preliminaries ¦ Constructors’ site overheads ¦ general requirements | Constructor’s statutory fees and charges
02.3.08.130.000 | 02 | 3 | 08 | 130 | 000 | Renewal Cost | Preliminaries ¦ Constructors’ site overheads ¦ general requirements | Testing and commissioning
02.3.09.000.000 | 02 | 3 | 09 | 000 | 000 | Renewal Cost | Risk Allowances
02.3.09.010.000 | 02 | 3 | 09 | 010 | 000 | Renewal Cost | Risk Allowances | Design development allowance
02.3.09.020.000 | 02 | 3 | 09 | 020 | 000 | Renewal Cost | Risk Allowances | Construction contingencies
02.3.09.030.000 | 02 | 3 | 09 | 030 | 000 | Renewal Cost | Risk Allowances | Price level adjustments
02.3.09.030.010 | 02 | 3 | 09 | 030 | 010 | Renewal Cost | Risk Allowances | Price level adjustments | until tendering
02.3.09.030.020 | 02 | 3 | 09 | 030 | 020 | Renewal Cost | Risk Allowances | Price level adjustments | during construction
02.3.09.040.000 | 02 | 3 | 09 | 040 | 000 | Renewal Cost | Risk Allowances | Exchange rate fluctuation adjustments
02.3.10.000.000 | 02 | 3 | 10 | 000 | 000 | Renewal Cost | Taxes and Levies
02.3.10.010.000 | 02 | 3 | 10 | 010 | 000 | Renewal Cost | Taxes and Levies | Paid by the Constructors
02.3.10.020.000 | 02 | 3 | 10 | 020 | 000 | Renewal Cost | Taxes and Levies | Paid by the Client in relation to the construction contract payments
02.3.11.000.000 | 02 | 3 | 11 | 000 | 000 | Renewal Cost | Work and utilities off-site (including related risk allowances, taxes and levies)
02.3.11.010.000 | 02 | 3 | 11 | 010 | 000 | Renewal Cost | Work and utilities off-site (including related risk allowances, taxes and levies) | Connections to, diversion of and capacity enhancement of public utility mains or sources off-site up to mains connections on-site
02.3.11.010.010 | 02 | 3 | 11 | 010 | 010 | Renewal Cost | Work and utilities off-site (including related risk allowances, taxes and levies) | Connections to, diversion of and capacity enhancement of public utility mains or sources off-site up to mains connections on-site | electricity
02.3.11.010.020 | 02 | 3 | 11 | 010 | 020 | Renewal Cost | Work and utilities off-site (including related risk allowances, taxes and levies) | Connections to, diversion of and capacity enhancement of public utility mains or sources off-site up to mains connections on-site | transformers
02.3.11.010.030 | 02 | 3 | 11 | 010 | 030 | Renewal Cost | Work and utilities off-site (including related risk allowances, taxes and levies) | Connections to, diversion of and capacity enhancement of public utility mains or sources off-site up to mains connections on-site | water
02.3.11.010.040 | 02 | 3 | 11 | 010 | 040 | Renewal Cost | Work and utilities off-site (including related risk allowances, taxes and levies) | Connections to, diversion of and capacity enhancement of public utility mains or sources off-site up to mains connections on-site | sewer
02.3.11.010.050 | 02 | 3 | 11 | 010 | 050 | Renewal Cost | Work and utilities off-site (including related risk allowances, taxes and levies) | Connections to, diversion of and capacity enhancement of public utility mains or sources off-site up to mains connections on-site | gas
02.3.11.010.060 | 02 | 3 | 11 | 010 | 060 | Renewal Cost | Work and utilities off-site (including related risk allowances, taxes and levies) | Connections to, diversion of and capacity enhancement of public utility mains or sources off-site up to mains connections on-site | telecommunications
02.3.11.020.000 | 02 | 3 | 11 | 020 | 000 | Renewal Cost | Work and utilities off-site (including related risk allowances, taxes and levies) | Public access roads and footpaths
02.3.12.000.000 | 02 | 3 | 12 | 000 | 000 | Renewal Cost | Post-completion loose furniture, fittings and equipment (including related risk allowances, taxes and levies)
02.3.12.010.000 | 02 | 3 | 12 | 010 | 000 | Renewal Cost | Post-completion loose furniture, fittings and equipment (including related risk allowances, taxes and levies) | Production, process, operating and loose furniture, furnishing and equipment not normally provided before completion of construction
02.3.13.000.000 | 02 | 3 | 13 | 000 | 000 | Renewal Cost | Construction-related consultants and supervision (including related risk allowances, taxes and levies)
02.3.13.010.000 | 02 | 3 | 13 | 010 | 000 | Renewal Cost | Construction-related consultants and supervision (including related risk allowances, taxes and levies) | Consultants’ fees and reimbursable
02.3.13.010.010 | 02 | 3 | 13 | 010 | 010 | Renewal Cost | Construction-related consultants and supervision (including related risk allowances, taxes and levies) | Consultants’ fees and reimbursable | architects (architectural, landscape, interior design, technical, etc.)
02.3.13.010.020 | 02 | 3 | 13 | 010 | 020 | Renewal Cost | Construction-related consultants and supervision (including related risk allowances, taxes and levies) | Consultants’ fees and reimbursable | engineers (geotechnical, civil, structural, mechanical, electrical and plumbing, technical, etc.)
02.3.13.010.030 | 02 | 3 | 13 | 010 | 030 | Renewal Cost | Construction-related consultants and supervision (including related risk allowances, taxes and levies) | Consultants’ fees and reimbursable | project managers
02.3.13.010.040 | 02 | 3 | 13 | 010 | 040 | Renewal Cost | Construction-related consultants and supervision (including related risk allowances, taxes and levies) | Consultants’ fees and reimbursable | surveyors (quantity surveying, land surveying, building surveying, cost engineering, etc.)
02.3.13.010.050 | 02 | 3 | 13 | 010 | 050 | Renewal Cost | Construction-related consultants and supervision (including related risk allowances, taxes and levies) | Consultants’ fees and reimbursable | specialist consultants (environmental, traffic, acoustic, facade, BIM, etc.)
02.3.13.010.060 | 02 | 3 | 13 | 010 | 060 | Renewal Cost | Construction-related consultants and supervision (including related risk allowances, taxes and levies) | Consultants’ fees and reimbursable | value management studies
02.3.13.020.000 | 02 | 3 | 13 | 020 | 000 | Renewal Cost | Construction-related consultants and supervision (including related risk allowances, taxes and levies) | Charges and levies payable to statutory bodies or their appointed agencies (in connection with planning, design, tender and contract approvals, supervision and acceptance inspections)
02.3.13.030.000 | 02 | 3 | 13 | 030 | 000 | Renewal Cost | Construction-related consultants and supervision (including related risk allowances, taxes and levies) | Site supervision charges (including their accommodation and travels)
02.3.13.040.000 | 02 | 3 | 13 | 040 | 000 | Renewal Cost | Construction-related consultants and supervision (including related risk allowances, taxes and levies) | Payments to testing authorities or laboratories
02.4.00.000.000 | 02 | 4 | 00 | 000 | 000 | Operation Cost
02.4.01.000.000 | 02 | 4 | 01 | 000 | 000 | Operation Cost | Cleaning
02.4.01.010.000 | 02 | 4 | 01 | 010 | 000 | Operation Cost | Cleaning | External cleaning (routine and periodic)
02.4.01.020.000 | 02 | 4 | 01 | 020 | 000 | Operation Cost | Cleaning | Internal cleaning (routine and periodic)
02.4.01.030.000 | 02 | 4 | 01 | 030 | 000 | Operation Cost | Cleaning | Specialist cleaning (define type)
02.4.02.000.000 | 02 | 4 | 02 | 000 | 000 | Operation Cost | Utilities
02.4.02.010.000 | 02 | 4 | 02 | 010 | 000 | Operation Cost | Utilities | Fuel (state type: gas/electricity/oil and other fuel sources)
02.4.02.020.000 | 02 | 4 | 02 | 020 | 000 | Operation Cost | Utilities | Water, drainage and sewerage
02.4.03.000.000 | 02 | 4 | 03 | 000 | 000 | Operation Cost | Waste management
02.4.03.010.000 | 02 | 4 | 03 | 010 | 000 | Operation Cost | Waste management | Waste collection and disposal
02.4.03.020.000 | 02 | 4 | 03 | 020 | 000 | Operation Cost | Waste management | Recycling and savage
02.4.04.000.000 | 02 | 4 | 04 | 000 | 000 | Operation Cost | Security
02.4.04.010.000 | 02 | 4 | 04 | 010 | 000 | Operation Cost | Security | Physical security
02.4.04.020.000 | 02 | 4 | 04 | 020 | 000 | Operation Cost | Security | Remote monitoring
02.4.05.000.000 | 02 | 4 | 05 | 000 | 000 | Operation Cost | Information and communications technology
02.4.05.010.000 | 02 | 4 | 05 | 010 | 000 | Operation Cost | Information and communications technology | Communication systems
02.4.05.020.000 | 02 | 4 | 05 | 020 | 000 | Operation Cost | Information and communications technology | Specialist technology / sensors
02.4.06.000.000 | 02 | 4 | 06 | 000 | 000 | Operation Cost | Operators’ site overheads ¦ general requirements
02.4.06.010.000 | 02 | 4 | 06 | 010 | 000 | Operation Cost | Operators’ site overheads ¦ general requirements | Administration
02.4.06.020.000 | 02 | 4 | 06 | 020 | 000 | Operation Cost | Operators’ site overheads ¦ general requirements | Property insurance
02.4.07.000.000 | 02 | 4 | 07 | 000 | 000 | Operation Cost | Risk Allowances
02.4.07.010.000 | 02 | 4 | 07 | 010 | 000 | Operation Cost | Risk Allowances | Operation related (user definable)
02.4.07.020.000 | 02 | 4 | 07 | 020 | 000 | Operation Cost | Risk Allowances | Contractual obligations
02.4.08.000.000 | 02 | 4 | 08 | 000 | 000 | Operation Cost | Taxes and Levies
02.4.08.010.000 | 02 | 4 | 08 | 010 | 000 | Operation Cost | Taxes and Levies | Taxes
02.4.08.020.000 | 02 | 4 | 08 | 020 | 000 | Operation Cost | Taxes and Levies | Levies
02.5.00.000.000 | 02 | 5 | 00 | 000 | 000 | Maintenance Cost
02.5.01.000.000 | 02 | 5 | 01 | 000 | 000 | Maintenance Cost | Demolition, site preparation and formation
02.5.01.010.000 | 02 | 5 | 01 | 010 | 000 | Maintenance Cost | Demolition, site preparation and formation | Site survey and ground investigation
02.5.01.020.000 | 02 | 5 | 01 | 020 | 000 | Maintenance Cost | Demolition, site preparation and formation | Environmental treatment
02.5.01.030.000 | 02 | 5 | 01 | 030 | 000 | Maintenance Cost | Demolition, site preparation and formation | Sampling of hazardous or useful materials or conditions
02.5.01.040.000 | 02 | 5 | 01 | 040 | 000 | Maintenance Cost | Demolition, site preparation and formation | Temporary fencing
02.5.01.050.000 | 02 | 5 | 01 | 050 | 000 | Maintenance Cost | Demolition, site preparation and formation | Demolition of existing structures and support to adjacent structures
02.5.01.060.000 | 02 | 5 | 01 | 060 | 000 | Maintenance Cost | Demolition, site preparation and formation | Site surface clearance (clearing, grubbing, topsoil stripping, tree felling, minor earthwork, removal)
02.5.01.070.000 | 02 | 5 | 01 | 070 | 000 | Maintenance Cost | Demolition, site preparation and formation | Tree transplant
02.5.01.080.000 | 02 | 5 | 01 | 080 | 000 | Maintenance Cost | Demolition, site preparation and formation | General site formation and slope treatment
02.5.01.090.000 | 02 | 5 | 01 | 090 | 000 | Maintenance Cost | Demolition, site preparation and formation | Temporary surface drainage and dewatering
02.5.01.100.000 | 02 | 5 | 01 | 100 | 000 | Maintenance Cost | Demolition, site preparation and formation | Temporary access roads and storage areas (provided under an advance contract)
02.5.01.110.000 | 02 | 5 | 01 | 110 | 000 | Maintenance Cost | Demolition, site preparation and formation | Temporary protection, diversion and relocation of public utilities
02.5.02.120.000 | 02 | 5 | 02 | 120 | 000 | Maintenance Cost | Demolition, site preparation and formation | Erosion control
02.5.02.000.000 | 02 | 5 | 02 | 000 | 000 | Maintenance Cost | Substructure
02.5.02.010.000 | 02 | 5 | 02 | 010 | 000 | Maintenance Cost | Substructure | Embankments/cuttings
02.5.02.020.000 | 02 | 5 | 02 | 020 | 000 | Maintenance Cost | Substructure | Excavation, disposal and lateral supports (specifically to receive any substructure construction but excluding general site formation and slope treatment)
02.5.02.030.000 | 02 | 5 | 02 | 030 | 000 | Maintenance Cost | Substructure | Trenching
02.5.02.040.000 | 02 | 5 | 02 | 040 | 000 | Maintenance Cost | Substructure | Drilling/boring
02.5.02.050.000 | 02 | 5 | 02 | 050 | 000 | Maintenance Cost | Substructure | Piling/anchoring
02.5.02.060.000 | 02 | 5 | 02 | 060 | 000 | Maintenance Cost | Substructure | Structural backfill/ground remediation
02.5.02.070.000 | 02 | 5 | 02 | 070 | 000 | Maintenance Cost | Substructure | Earth-retaining structures
02.5.02.080.000 | 02 | 5 | 02 | 080 | 000 | Maintenance Cost | Substructure | Abutments/wing walls
02.5.02.090.000 | 02 | 5 | 02 | 090 | 000 | Maintenance Cost | Substructure | Pile caps/footings/bases (nearest to the ground level or water level if constructed in water)
02.5.02.100.000 | 02 | 5 | 02 | 100 | 000 | Maintenance Cost | Substructure | Sub-base to pavements and rail track structures
02.5.02.110.000 | 02 | 5 | 02 | 110 | 000 | Maintenance Cost | Substructure | Bases to supports for tanks, pipes, well heads and the like
02.5.02.120.000 | 02 | 5 | 02 | 120 | 000 | Maintenance Cost | Substructure | Beds and surrounds to underground pipes
02.5.03.000.000 | 02 | 5 | 03 | 000 | 000 | Maintenance Cost | Structure
02.5.03.010.000 | 02 | 5 | 03 | 010 | 000 | Maintenance Cost | Structure | Piers and towers
02.5.03.020.000 | 02 | 5 | 03 | 020 | 000 | Maintenance Cost | Structure | Suspension system
02.5.03.030.000 | 02 | 5 | 03 | 030 | 000 | Maintenance Cost | Structure | Decks
02.5.03.040.000 | 02 | 5 | 03 | 040 | 000 | Maintenance Cost | Structure | Bearings
02.5.03.050.000 | 02 | 5 | 03 | 050 | 000 | Maintenance Cost | Structure | Tunnel lining
02.5.03.060.000 | 02 | 5 | 03 | 060 | 000 | Maintenance Cost | Structure | Road/track base
02.5.03.070.000 | 02 | 5 | 03 | 070 | 000 | Maintenance Cost | Structure | Pavement
02.5.03.080.000 | 02 | 5 | 03 | 080 | 000 | Maintenance Cost | Structure | Service roads and approaches
02.5.03.090.000 | 02 | 5 | 03 | 090 | 000 | Maintenance Cost | Structure | Parapets/edge treatment
02.5.03.100.000 | 02 | 5 | 03 | 100 | 000 | Maintenance Cost | Structure | Main structures
02.5.03.110.000 | 02 | 5 | 03 | 110 | 000 | Maintenance Cost | Structure | Tanks, rigs, storage containers and the like
02.5.03.120.000 | 02 | 5 | 03 | 120 | 000 | Maintenance Cost | Structure | Supports for tanks, pipes and the like
02.5.03.130.000 | 02 | 5 | 03 | 130 | 000 | Maintenance Cost | Structure | Civil pipework
02.5.03.140.000 | 02 | 5 | 03 | 140 | 000 | Maintenance Cost | Structure | Valves and fittings
02.5.04.000.000 | 02 | 5 | 04 | 000 | 000 | Maintenance Cost | Non-structural works
02.5.04.010.000 | 02 | 5 | 04 | 010 | 000 | Maintenance Cost | Non-structural works | Non-structural removal and alterations
02.5.04.020.000 | 02 | 5 | 04 | 020 | 000 | Maintenance Cost | Non-structural works | Non-structural construction
02.5.04.030.000 | 02 | 5 | 04 | 030 | 000 | Maintenance Cost | Non-structural works | Running surface
02.5.04.040.000 | 02 | 5 | 04 | 040 | 000 | Maintenance Cost | Non-structural works | Signage, markings and the like
02.5.04.050.000 | 02 | 5 | 04 | 050 | 000 | Maintenance Cost | Non-structural works | Gantries and the like
02.5.04.060.000 | 02 | 5 | 04 | 060 | 000 | Maintenance Cost | Non-structural works | Safety facilities
02.5.04.070.000 | 02 | 5 | 04 | 070 | 000 | Maintenance Cost | Non-structural works | Barriers/rails and means of access
02.5.04.080.000 | 02 | 5 | 04 | 080 | 000 | Maintenance Cost | Non-structural works | Special equipment and fittings
02.5.04.090.000 | 02 | 5 | 04 | 090 | 000 | Maintenance Cost | Non-structural works | Interior landscaping
02.5.04.100.000 | 02 | 5 | 04 | 100 | 000 | Maintenance Cost | Non-structural works | Builders’ work in connection with services
02.5.05.000.000 | 02 | 5 | 05 | 000 | 000 | Maintenance Cost | Services and equipment
02.5.05.010.000 | 02 | 5 | 05 | 010 | 000 | Maintenance Cost | Services and equipment | Mechanical systems
02.5.05.020.000 | 02 | 5 | 05 | 020 | 000 | Maintenance Cost | Services and equipment | Lighting systems
02.5.05.030.000 | 02 | 5 | 05 | 030 | 000 | Maintenance Cost | Services and equipment | Illuminations
02.5.05.040.000 | 02 | 5 | 05 | 040 | 000 | Maintenance Cost | Services and equipment | Low-voltage power supply
02.5.05.050.000 | 02 | 5 | 05 | 050 | 000 | Maintenance Cost | Services and equipment | High-voltage power supply
02.5.05.060.000 | 02 | 5 | 05 | 060 | 000 | Maintenance Cost | Services and equipment | Cables/cable trays
02.5.05.070.000 | 02 | 5 | 05 | 070 | 000 | Maintenance Cost | Services and equipment | Other electrical services
02.5.05.080.000 | 02 | 5 | 05 | 080 | 000 | Maintenance Cost | Services and equipment | Control systems and instrumentation
02.5.05.090.000 | 02 | 5 | 05 | 090 | 000 | Maintenance Cost | Services and equipment | Pipe racks/supports
02.5.05.100.000 | 02 | 5 | 05 | 100 | 000 | Maintenance Cost | Services and equipment | Water supply and drainage above ground or inside underground construction
02.5.05.110.000 | 02 | 5 | 05 | 110 | 000 | Maintenance Cost | Services and equipment | Fire services
02.5.05.120.000 | 02 | 5 | 05 | 120 | 000 | Maintenance Cost | Services and equipment | Movement systems: lifts/ elevators/ conveyors
02.5.06.000.000 | 02 | 5 | 06 | 000 | 000 | Maintenance Cost | Surface and underground drainage
02.5.06.010.000 | 02 | 5 | 06 | 010 | 000 | Maintenance Cost | Surface and underground drainage | Surface water drainage
02.5.06.020.000 | 02 | 5 | 06 | 020 | 000 | Maintenance Cost | Surface and underground drainage | Storm water drainage
02.5.06.030.000 | 02 | 5 | 06 | 030 | 000 | Maintenance Cost | Surface and underground drainage | Foul and waste water drainage
02.5.06.040.000 | 02 | 5 | 06 | 040 | 000 | Maintenance Cost | Surface and underground drainage | Pumping systems
02.5.06.050.000 | 02 | 5 | 06 | 050 | 000 | Maintenance Cost | Surface and underground drainage | Drainage connections
02.5.07.000.000 | 02 | 5 | 07 | 000 | 000 | Maintenance Cost | External and ancillary works
02.5.07.010.000 | 02 | 5 | 07 | 010 | 000 | Maintenance Cost | External and ancillary works | Site enclosures and divisions
02.5.07.020.000 | 02 | 5 | 07 | 020 | 000 | Maintenance Cost | External and ancillary works | Ancillary structures
02.5.07.030.000 | 02 | 5 | 07 | 030 | 000 | Maintenance Cost | External and ancillary works | Roads and paving (not amounting to a Sub- Project)
02.5.07.040.000 | 02 | 5 | 07 | 040 | 000 | Maintenance Cost | External and ancillary works | Landscaping (hard and soft)
02.5.07.050.000 | 02 | 5 | 07 | 050 | 000 | Maintenance Cost | External and ancillary works | Fittings and equipment
02.5.08.000.000 | 02 | 5 | 08 | 000 | 000 | Maintenance Cost | Preliminaries ¦ Constructors’ site overheads ¦ general requirements
02.5.08.010.000 | 02 | 5 | 08 | 010 | 000 | Maintenance Cost | Preliminaries ¦ Constructors’ site overheads ¦ general requirements | Construction management including site management staff and support labour
02.5.08.020.000 | 02 | 5 | 08 | 020 | 000 | Maintenance Cost | Preliminaries ¦ Constructors’ site overheads ¦ general requirements | Temporary access roads and storage areas, traffic management and diversion (at the Constructors’ discretion)
02.5.08.030.000 | 02 | 5 | 08 | 030 | 000 | Maintenance Cost | Preliminaries ¦ Constructors’ site overheads ¦ general requirements | Temporary site fencing and securities
02.5.08.040.000 | 02 | 5 | 08 | 040 | 000 | Maintenance Cost | Preliminaries ¦ Constructors’ site overheads ¦ general requirements | Commonly shared construction plant
02.5.08.050.000 | 02 | 5 | 08 | 050 | 000 | Maintenance Cost | Preliminaries ¦ Constructors’ site overheads ¦ general requirements | Commonly shared scaffolding
02.5.08.060.000 | 02 | 5 | 08 | 060 | 000 | Maintenance Cost | Preliminaries ¦ Constructors’ site overheads ¦ general requirements | Other temporary facilities and services
02.5.08.070.000 | 02 | 5 | 08 | 070 | 000 | Maintenance Cost | Preliminaries ¦ Constructors’ site overheads ¦ general requirements | Technology and communications: telephone, broadband, hardware, software
02.5.08.080.000 | 02 | 5 | 08 | 080 | 000 | Maintenance Cost | Preliminaries ¦ Constructors’ site overheads ¦ general requirements | Constructor’s submissions, reports and as-built documentation
02.5.08.090.000 | 02 | 5 | 08 | 090 | 000 | Maintenance Cost | Preliminaries ¦ Constructors’ site overheads ¦ general requirements | Quality monitoring, recording and inspections
02.5.08.100.000 | 02 | 5 | 08 | 100 | 000 | Maintenance Cost | Preliminaries ¦ Constructors’ site overheads ¦ general requirements | Safety, health and environmental management
02.5.08.110.000 | 02 | 5 | 08 | 110 | 000 | Maintenance Cost | Preliminaries ¦ Constructors’ site overheads ¦ general requirements | Insurances, bonds, guarantees and warranties
02.5.08.120.000 | 02 | 5 | 08 | 120 | 000 | Maintenance Cost | Preliminaries ¦ Constructors’ site overheads ¦ general requirements | Constructor’s statutory fees and charges
02.5.08.130.000 | 02 | 5 | 08 | 130 | 000 | Maintenance Cost | Preliminaries ¦ Constructors’ site overheads ¦ general requirements | Testing and commissioning
02.5.09.000.000 | 02 | 5 | 09 | 000 | 000 | Maintenance Cost | Risk Allowances
02.5.09.010.000 | 02 | 5 | 09 | 010 | 000 | Maintenance Cost | Risk Allowances | Design development allowance
02.5.09.020.000 | 02 | 5 | 09 | 020 | 000 | Maintenance Cost | Risk Allowances | Construction contingencies
02.5.09.030.000 | 02 | 5 | 09 | 030 | 000 | Maintenance Cost | Risk Allowances | Price level adjustments
02.5.09.030.010 | 02 | 5 | 09 | 030 | 010 | Maintenance Cost | Risk Allowances | Price level adjustments | until tendering
02.5.09.030.020 | 02 | 5 | 09 | 030 | 020 | Maintenance Cost | Risk Allowances | Price level adjustments | during construction
02.5.09.040.000 | 02 | 5 | 09 | 040 | 000 | Maintenance Cost | Risk Allowances | Exchange rate fluctuation adjustments
02.5.10.000.000 | 02 | 5 | 10 | 000 | 000 | Maintenance Cost | Taxes and Levies
02.5.10.010.000 | 02 | 5 | 10 | 010 | 000 | Maintenance Cost | Taxes and Levies | Paid by the Constructors
02.5.10.020.000 | 02 | 5 | 10 | 020 | 000 | Maintenance Cost | Taxes and Levies | Paid by the Client in relation to the construction contract payments
02.5.11.000.000 | 02 | 5 | 11 | 000 | 000 | Maintenance Cost | Work and utilities off-site (including related risk allowances, taxes and levies)
02.5.11.010.000 | 02 | 5 | 11 | 010 | 000 | Maintenance Cost | Work and utilities off-site (including related risk allowances, taxes and levies) | Connections to, diversion of and capacity enhancement of public utility mains or sources off-site up to mains connections on-site
02.5.11.010.010 | 02 | 5 | 11 | 010 | 010 | Maintenance Cost | Work and utilities off-site (including related risk allowances, taxes and levies) | Connections to, diversion of and capacity enhancement of public utility mains or sources off-site up to mains connections on-site | electricity
02.5.11.010.020 | 02 | 5 | 11 | 010 | 020 | Maintenance Cost | Work and utilities off-site (including related risk allowances, taxes and levies) | Connections to, diversion of and capacity enhancement of public utility mains or sources off-site up to mains connections on-site | transformers
02.5.11.010.030 | 02 | 5 | 11 | 010 | 030 | Maintenance Cost | Work and utilities off-site (including related risk allowances, taxes and levies) | Connections to, diversion of and capacity enhancement of public utility mains or sources off-site up to mains connections on-site | water
02.5.11.010.040 | 02 | 5 | 11 | 010 | 040 | Maintenance Cost | Work and utilities off-site (including related risk allowances, taxes and levies) | Connections to, diversion of and capacity enhancement of public utility mains or sources off-site up to mains connections on-site | sewer
02.5.11.010.050 | 02 | 5 | 11 | 010 | 050 | Maintenance Cost | Work and utilities off-site (including related risk allowances, taxes and levies) | Connections to, diversion of and capacity enhancement of public utility mains or sources off-site up to mains connections on-site | gas
02.5.11.010.060 | 02 | 5 | 11 | 010 | 060 | Maintenance Cost | Work and utilities off-site (including related risk allowances, taxes and levies) | Connections to, diversion of and capacity enhancement of public utility mains or sources off-site up to mains connections on-site | telecommunications
02.5.11.020.000 | 02 | 5 | 11 | 020 | 000 | Maintenance Cost | Work and utilities off-site (including related risk allowances, taxes and levies) | Public access roads and footpaths
02.5.12.000.000 | 02 | 5 | 12 | 000 | 000 | Maintenance Cost | Post-completion loose furniture, fittings and equipment (including related risk allowances, taxes and levies)
02.5.12.010.000 | 02 | 5 | 12 | 010 | 000 | Maintenance Cost | Post-completion loose furniture, fittings and equipment (including related risk allowances, taxes and levies) | Production, process, operating and loose furniture, furnishing and equipment not normally provided before completion of construction
02.5.13.000.000 | 02 | 5 | 13 | 000 | 000 | Maintenance Cost | Construction-related consultants and supervision (including related risk allowances, taxes and levies)
02.5.13.010.000 | 02 | 5 | 13 | 010 | 000 | Maintenance Cost | Construction-related consultants and supervision (including related risk allowances, taxes and levies) | Consultants’ fees and reimbursable
02.5.13.010.010 | 02 | 5 | 13 | 010 | 010 | Maintenance Cost | Construction-related consultants and supervision (including related risk allowances, taxes and levies) | Consultants’ fees and reimbursable | architects (architectural, landscape, interior design, technical, etc.)
02.5.13.010.020 | 02 | 5 | 13 | 010 | 020 | Maintenance Cost | Construction-related consultants and supervision (including related risk allowances, taxes and levies) | Consultants’ fees and reimbursable | engineers (geotechnical, civil, structural, mechanical, electrical and plumbing, technical, etc.)
02.5.13.010.030 | 02 | 5 | 13 | 010 | 030 | Maintenance Cost | Construction-related consultants and supervision (including related risk allowances, taxes and levies) | Consultants’ fees and reimbursable | project managers
02.5.13.010.040 | 02 | 5 | 13 | 010 | 040 | Maintenance Cost | Construction-related consultants and supervision (including related risk allowances, taxes and levies) | Consultants’ fees and reimbursable | surveyors (quantity surveying, land surveying, building surveying, cost engineering, etc.)
02.5.13.010.050 | 02 | 5 | 13 | 010 | 050 | Maintenance Cost | Construction-related consultants and supervision (including related risk allowances, taxes and levies) | Consultants’ fees and reimbursable | specialist consultants (environmental, traffic, acoustic, facade, BIM, etc.)
02.5.13.010.060 | 02 | 5 | 13 | 010 | 060 | Maintenance Cost | Construction-related consultants and supervision (including related risk allowances, taxes and levies) | Consultants’ fees and reimbursable | value management studies
02.5.13.020.000 | 02 | 5 | 13 | 020 | 000 | Maintenance Cost | Construction-related consultants and supervision (including related risk allowances, taxes and levies) | Charges and levies payable to statutory bodies or their appointed agencies (in connection with planning, design, tender and contract approvals, supervision and acceptance inspections)
02.5.13.030.000 | 02 | 5 | 13 | 030 | 000 | Maintenance Cost | Construction-related consultants and supervision (including related risk allowances, taxes and levies) | Site supervision charges (including their accommodation and travels)
02.5.13.040.000 | 02 | 5 | 13 | 040 | 000 | Maintenance Cost | Construction-related consultants and supervision (including related risk allowances, taxes and levies) | Payments to testing authorities or laboratories
02.6.00.000.000 | 02 | 6 | 00 | 000 | 000 | End of Life Costs
02.6.01.000.000 | 02 | 6 | 01 | 000 | 000 | End of Life Costs | Disposal inspection
02.6.01.010.000 | 02 | 6 | 01 | 010 | 000 | End of Life Costs | Disposal inspection | Dilapidations report
02.6.01.020.000 | 02 | 6 | 01 | 020 | 000 | End of Life Costs | Disposal inspection | Contractual handback obligations
02.6.02.000.000 | 02 | 6 | 02 | 000 | 000 | End of Life Costs | Decommissioning and decontamination
02.6.02.010.000 | 02 | 6 | 02 | 010 | 000 | End of Life Costs | Decommissioning and decontamination | Shutdowns and decommissioning
02.6.02.020.000 | 02 | 6 | 02 | 020 | 000 | End of Life Costs | Decommissioning and decontamination | Decontamination
02.6.03.000.000 | 02 | 6 | 03 | 000 | 000 | End of Life Costs | Demolition, reclamation and salvage
02.6.03.010.000 | 02 | 6 | 03 | 010 | 000 | End of Life Costs | Demolition, reclamation and salvage | Demolition
02.6.03.020.000 | 02 | 6 | 03 | 020 | 000 | End of Life Costs | Demolition, reclamation and salvage | Reclamation
02.6.03.030.000 | 02 | 6 | 03 | 030 | 000 | End of Life Costs | Demolition, reclamation and salvage | Salvage
02.6.04.000.000 | 02 | 6 | 04 | 000 | 000 | End of Life Costs | Reinstatement
02.6.04.010.000 | 02 | 6 | 04 | 010 | 000 | End of Life Costs | Reinstatement | Agreed reinstatement works
02.6.04.020.000 | 02 | 6 | 04 | 020 | 000 | End of Life Costs | Reinstatement | Contractual obligations
02.6.05.000.000 | 02 | 6 | 05 | 000 | 000 | End of Life Costs | Constructors’ site overheads ¦ general requirements
02.6.05.010.000 | 02 | 6 | 05 | 010 | 000 | End of Life Costs | Constructors’ site overheads ¦ general requirements | Administration
02.6.05.020.000 | 02 | 6 | 05 | 020 | 000 | End of Life Costs | Constructors’ site overheads ¦ general requirements | Overheads (project specific)
02.6.06.000.000 | 02 | 6 | 06 | 000 | 000 | End of Life Costs | Risk Allowances
02.6.06.010.000 | 02 | 6 | 06 | 010 | 000 | End of Life Costs | Risk Allowances | End of life specific (user definable)
02.6.06.020.000 | 02 | 6 | 06 | 020 | 000 | End of Life Costs | Risk Allowances | Abnormal risks (user definable)
02.6.07.000.000 | 02 | 6 | 07 | 000 | 000 | End of Life Costs | Taxes and Levies
02.6.07.010.000 | 02 | 6 | 07 | 010 | 000 | End of Life Costs | Taxes and Levies | Taxes
02.6.07.020.000 | 02 | 6 | 07 | 020 | 000 | End of Life Costs | Taxes and Levies | Levies
02.6.07.030.000 | 02 | 6 | 07 | 030 | 000 | End of Life Costs | Taxes and Levies | Credit for grants

## Building Level (hidden)
Project |  |  | Cost Category |  | Cost Category | Cost Group |  | Cost Group | Cost Sub-Group
Buildings | 01 | Buildings | Acquisition Costs (AC) | 1 | Acquisition Costs (AC) | Site acquisition | 01 | Site acquisition | Costs and premium required to procure site | 010
Roads, runways and motorways | 02 | Buildings | Construction Costs (CC) | 2 | Acquisition Costs (AC) | Administrative, financial, legal and marketing expenses | 02 | Site acquisition | Compensation to existing occupiers | 020
Railways | 03 | Buildings | Renewal Costs (RC) | 3 | Construction Costs (CC) | Demolition, site preparation and formation | 01 | Site acquisition | Demolition, removal and modification of existing properties by way of payment to existing owners instead of carrying out physical work | 030
Bridges | 04 | Buildings | Operation Costs (OC) | 4 | Construction Costs (CC) | Substructure | 02 | Site acquisition | Contributions for the preservation of heritage, culture and environment | 040
Tunnels | 05 | Buildings | Maintenance Costs (MC) | 5 | Construction Costs (CC) | Structure | 03 | Site acquisition | Related fees to agents, lawyers, and the like | 050
Waste water treatment works | 06 | Buildings | End of Life Costs (EC) | 6 | Construction Costs (CC) | Architectural works ¦ Non-structural works | 04 | Site acquisition | Related taxes and statutory charges | 060
Water treatment works | 07 |  |  |  | Construction Costs (CC) | Services and equipment | 05 | Administrative, financial, legal and marketing expenses | Client’s general office overheads | 010
Pipelines | 08 |  |  |  | Construction Costs (CC) | Surface and underground drainage | 06 | Administrative, financial, legal and marketing expenses | Client’s project-specific administrative expenses | 020
Wells and boreholes | 09 |  |  |  | Construction Costs (CC) | External and ancillary works | 07 | Administrative, financial, legal and marketing expenses | Interest and finance costs | 030
Power-generating plants | 10 |  |  |  | Construction Costs (CC) | Preliminaries ¦ Constructors’ site overheads ¦ general requirements | 08 | Administrative, financial, legal and marketing expenses | Legal expenses | 040
Chemical plants | 11 |  |  |  | Construction Costs (CC) | Risk Allowances | 09 | Administrative, financial, legal and marketing expenses | Accounting expenses | 050
Refineries | 12 |  |  |  | Construction Costs (CC) | Taxes and Levies | 10 | Administrative, financial, legal and marketing expenses | Sales, leasing, marketing, advertising and promotional expenses | 060
Dams and reservoirs | 13 |  |  |  | Construction Costs (CC) | Work and utilities off-site | 11 | Administrative, financial, legal and marketing expenses | Taxes and statutory charges related to sales and lease | 070
Mines and quarries | 14 |  |  |  | Construction Costs (CC) | Post-completion loose furniture, fittings and equipment | 12 | Administrative, financial, legal and marketing expenses | License and permit charges for operation and use | 080
[5 empty] | Construction Costs (CC) | Construction ¦ Renewal ¦ Maintenance-related consultancies and supervision | 13 | Demolition, site preparation and formation | Site survey and ground investigation | 010
[5 empty] | Renewal Costs (RC) | Demolition, site preparation and formation | 01 | Demolition, site preparation and formation | Environmental treatment | 020
[5 empty] | Renewal Costs (RC) | Substructure | 02 | Demolition, site preparation and formation | Sampling of hazardous or useful materials or conditions | 030
[5 empty] | Renewal Costs (RC) | Structure | 03 | Demolition, site preparation and formation | Temporary fencing | 040
[5 empty] | Renewal Costs (RC) | Architectural works ¦ Non-structural works | 04 | Demolition, site preparation and formation | Demolition of existing buildings and support to adjacent structures | 050
[5 empty] | Renewal Costs (RC) | Services and equipment | 05 | Demolition, site preparation and formation | Site surface clearance (clearing, grubbing, topsoil stripping, tree felling, minor earthwork, removal) | 060
[5 empty] | Renewal Costs (RC) | Surface and underground drainage | 06 | Demolition, site preparation and formation | Tree transplant | 070
[5 empty] | Renewal Costs (RC) | External and ancillary works | 07 | Demolition, site preparation and formation | Site formation and slope treatment | 080
[5 empty] | Renewal Costs (RC) | Preliminaries ¦ Constructors’ site overheads ¦ general requirements | 08 | Demolition, site preparation and formation | Temporary surface drainage and dewatering | 090
[5 empty] | Renewal Costs (RC) | Risk Allowances | 09 | Demolition, site preparation and formation | Temporary protection, diversion and relocation of public utilities | 100
[5 empty] | Renewal Costs (RC) | Taxes and Levies | 10 | Demolition, site preparation and formation | Erosion control | 110
[5 empty] | Renewal Costs (RC) | Work and utilities off-site | 11 | Substructure | Foundation piling and underpinning | 010
[5 empty] | Renewal Costs (RC) | Post-completion loose furniture, fittings and equipment | 12 | Substructure | Foundations up to top of lowest floor slabs | 020
[5 empty] | Renewal Costs (RC) | Construction ¦ Renewal ¦ Maintenance-related consultancies and supervision | 13 | Substructure | Basement sides and bottom | 030
[5 empty] | Operation Costs (OC) | Cleaning | 01 | Structure | Structural removal and alterations | 010
[5 empty] | Operation Costs (OC) | Utilities | 02 | Structure | Basement suspended floors (up to top of ground floor slabs) | 020
[5 empty] | Operation Costs (OC) | Waste management | 03 | Structure | Frames and slabs (above top of ground floor slabs) | 030
[5 empty] | Operation Costs (OC) | Security | 04 | Structure | Tanks, pools, sundries | 040
[5 empty] | Operation Costs (OC) | Information and communications technology | 05 | Structure | Composite or prefabricated work | 050
[5 empty] | Operation Costs (OC) | Operators’ site overheads ¦ general requirements | 06 | Architectural works ¦ Non-structural works | Non-structural removal and alterations | 010
[5 empty] | Operation Costs (OC) | Risk Allowances | 07 | Architectural works ¦ Non-structural works | External elevations | 020
[5 empty] | Operation Costs (OC) | Taxes and Levies | 08 | Architectural works ¦ Non-structural works | Roof finishes, skylights and landscaping (including waterproofing and insulation) | 030
[5 empty] | Maintenance Costs (MC) | Demolition, site preparation and formation | 01 | Architectural works ¦ Non-structural works | Internal divisions | 040
[5 empty] | Maintenance Costs (MC) | Substructure | 02 | Architectural works ¦ Non-structural works | Fittings and sundries | 050
[5 empty] | Maintenance Costs (MC) | Structure | 03 | Architectural works ¦ Non-structural works | Finishes under cover | 060
[5 empty] | Maintenance Costs (MC) | Architectural works ¦ Non-structural works | 04 | Architectural works ¦ Non-structural works | Builder’s work in connection with services | 070
[5 empty] | Maintenance Costs (MC) | Services and equipment | 05 | Architectural works ¦ Non-structural works | Composite or prefabricated work | 080
[5 empty] | Maintenance Costs (MC) | Surface and underground drainage | 06 | Services and equipment | Heating, ventilating and air-conditioning systems/air conditioners | 010
[5 empty] | Maintenance Costs (MC) | External and ancillary works | 07 | Services and equipment | Electrical services | 020
[5 empty] | Maintenance Costs (MC) | Preliminaries ¦ Constructors’ site overheads ¦ general requirements | 08 | Services and equipment | Fitting out lighting fittings | 030
[5 empty] | Maintenance Costs (MC) | Risk Allowances | 09 | Services and equipment | Extra low voltage electrical services | 040
[5 empty] | Maintenance Costs (MC) | Taxes and Levies | 10 | Services and equipment | Water supply and drainage above ground or inside basement | 050
[5 empty] | Maintenance Costs (MC) | Work and utilities off-site | 11 | Services and equipment | Supply of sanitary fittings and fixtures (installation included in ‘Water supply and above ground drainage’ unless not separable from costs of ‘Fittings and sundries’) | 060
[5 empty] | Maintenance Costs (MC) | Post-completion loose furniture, fittings and equipment | 12 | Services and equipment | Disposal systems | 070
[5 empty] | Maintenance Costs (MC) | Construction ¦ Renewal ¦ Maintenance-related consultancies and supervision | 13 | Services and equipment | Fire services | 080
[5 empty] | End of Life Costs (EC) | Disposal inspection | 01 | Services and equipment | Gas services | 090
[5 empty] | End of Life Costs (EC) | Decommissioning and decontamination | 02 | Services and equipment | Movement systems | 100
[5 empty] | End of Life Costs (EC) | Demolition, reclamation and salvage | 03 | Services and equipment | Gondolas | 110
[5 empty] | End of Life Costs (EC) | Reinstatement | 04 | Services and equipment | Turntables | 120
[5 empty] | End of Life Costs (EC) | Constructors’ site overheads ¦ general requirements | 05 | Services and equipment | Generators | 130
[5 empty] | End of Life Costs (EC) | Risk Allowances | 06 | Services and equipment | Energy-saving features | 140
[5 empty] | End of Life Costs (EC) | Taxes and Levies | 07 | Services and equipment | Water and waste water treatment equipment | 150
[8 empty] | Services and equipment | Fountains, pools and filtration plant | 160
[8 empty] | Services and equipment | Powered building signage | 170
[8 empty] | Services and equipment | Audio/visual entertainment system | 175
[8 empty] | Services and equipment | Kitchen equipment | 180
[8 empty] | Services and equipment | Cold room equipment | 190
[8 empty] | Services and equipment | Laboratory equipment | 200
[8 empty] | Services and equipment | Medical equipment | 210
[8 empty] | Services and equipment | Hotel equipment | 220
[8 empty] | Services and equipment | Car park or entrances access control | 230
[8 empty] | Services and equipment | Domestic appliances | 240
[8 empty] | Services and equipment | Other specialist services | 250
[8 empty] | Services and equipment | Builder’s profit and attendance on services | 260
[8 empty] | Surface and underground drainage | Surface water drainage | 010
[8 empty] | Surface and underground drainage | Storm water drainage | 020
[8 empty] | Surface and underground drainage | Foul and waste water drainage | 030
[8 empty] | Surface and underground drainage | Drainage disconnections and connections | 040
[8 empty] | Surface and underground drainage | CCTV inspection of existing or new drains | 050
[8 empty] | Surface and underground drainage | Buried Process Pipe | 060
[8 empty] | External and ancillary works | Permanent retaining structures | 010
[8 empty] | External and ancillary works | Site enclosures and divisions | 020
[8 empty] | External and ancillary works | Ancillary structures | 030
[8 empty] | External and ancillary works | Roads and paving | 040
[8 empty] | External and ancillary works | Landscaping (hard and soft) | 050
[8 empty] | External and ancillary works | Fittings and equipment | 060
[8 empty] | External and ancillary works | External services | 070
[8 empty] | Preliminaries ¦ Constructors’ site overheads ¦ general requirements | Construction management including site management staff and support labour | 010
[8 empty] | Preliminaries ¦ Constructors’ site overheads ¦ general requirements | Temporary access roads and storage areas, traffic management and diversion (at the Constructors’ discretion) | 020
[8 empty] | Preliminaries ¦ Constructors’ site overheads ¦ general requirements | Temporary site fencing and securities | 030
[8 empty] | Preliminaries ¦ Constructors’ site overheads ¦ general requirements | Commonly shared construction plant | 040
[8 empty] | Preliminaries ¦ Constructors’ site overheads ¦ general requirements | Commonly shared scaffolding | 050
[8 empty] | Preliminaries ¦ Constructors’ site overheads ¦ general requirements | Other temporary facilities and services | 060
[8 empty] | Preliminaries ¦ Constructors’ site overheads ¦ general requirements | Technology and communications: telephone, broadband, hardware, software | 070
[8 empty] | Preliminaries ¦ Constructors’ site overheads ¦ general requirements | Constructor’s submissions, reports and as-built documentation | 080
[8 empty] | Preliminaries ¦ Constructors’ site overheads ¦ general requirements | Quality monitoring, recording and inspections | 090
[8 empty] | Preliminaries ¦ Constructors’ site overheads ¦ general requirements | Safety, health and environmental management | 100
[8 empty] | Preliminaries ¦ Constructors’ site overheads ¦ general requirements | Insurances, bonds, guarantees and warranties | 110
[8 empty] | Preliminaries ¦ Constructors’ site overheads ¦ general requirements | Constructor’s statutory fees and charges | 120
[8 empty] | Preliminaries ¦ Constructors’ site overheads ¦ general requirements | Testing and commissioning | 130
[8 empty] | Risk Allowances | Design development allowance | 010
[8 empty] | Risk Allowances | Construction contingencies | 020
[8 empty] | Risk Allowances | Price Level Adjustments | 030
[8 empty] | Risk Allowances | Exchange rate fluctuation adjustments | 040
[8 empty] | Taxes and Levies | Paid by the Constructor | 010
[8 empty] | Taxes and Levies | Paid by the Client in relation to the construction contract payments | 020
[8 empty] | Work and utilities off-site | Connections to, diversion of and capacity enhancement of public utility mains or sources off-site up to mains connections on-site | 010
[8 empty] | Work and utilities off-site | Public access roads and footpaths | 020
[8 empty] | Post-completion loose furniture, fittings and equipment | Production, process, operating and loose furniture, furnishing and equipment not normally provided before completion of construction | 010
[8 empty] | Construction ¦ Renewal ¦ Maintenance-related consultancies and supervision | Consultants’ fees and reimbursable | 010
[8 empty] | Construction ¦ Renewal ¦ Maintenance-related consultancies and supervision | Charges and levies payable to statutory bodies or their appointed agencies (in connection with planning, design, tender and contract approvals, supervision and acceptance inspections) | 020
[8 empty] | Construction ¦ Renewal ¦ Maintenance-related consultancies and supervision | Site supervision charges (including their accommodation and travels) | 030
[8 empty] | Construction ¦ Renewal ¦ Maintenance-related consultancies and supervision | Payments to testing authorities or laboratories | 040
[8 empty] | Cleaning | External cleaning (routine and periodic) | 010
[8 empty] | Cleaning | Internal cleaning (routine and periodic) | 020
[8 empty] | Cleaning | Specialist cleaning (define type) | 030
[8 empty] | Utilities | Fuel (state type: gas/electricity/oil and other fuel sources) | 010
[8 empty] | Utilities | Water, drainage and sewerage | 020
[8 empty] | Waste management | Waste collection and disposal | 010
[8 empty] | Waste management | Recycling and savage | 020
[8 empty] | Security | Physical security | 010
[8 empty] | Security | Remote monitoring | 020
[8 empty] | Information and communications technology | Communication systems | 010
[8 empty] | Information and communications technology | Specialist technology / sensors | 020
[8 empty] | Operators’ site overheads ¦ general requirements | Administration | 010
[8 empty] | Operators’ site overheads ¦ general requirements | Property insurance | 020
[8 empty] | Risk Allowances | Operation related (user definable) | 010
[8 empty] | Risk Allowances | Contractual obligations | 020
[8 empty] | Taxes and Levies | Taxes | 010
[8 empty] | Taxes and Levies | Levies | 020
[8 empty] | Disposal inspection | Dilapidations report | 010
[8 empty] | Disposal inspection | Contractual handback obligations | 020
[8 empty] | Decommissioning and decontamination | Shutdowns and decommissioning | 010
[8 empty] | Decommissioning and decontamination | Decontamination | 020
[8 empty] | Demolition, reclamation and salvage | Demolition | 010
[8 empty] | Demolition, reclamation and salvage | Reclamation | 020
[8 empty] | Demolition, reclamation and salvage | Salvage | 030
[8 empty] | Reinstatement | Agreed reinstatement works | 010
[8 empty] | Reinstatement | Contractual obligations | 020
[8 empty] | Constructors’ site overheads ¦ general requirements | Administration | 010
[8 empty] | Constructors’ site overheads ¦ general requirements | Overheads (project specific) | 020
[8 empty] | Risk Allowances | End of life specific (user definable) | 010
[8 empty] | Risk Allowances | Abnormal risks (user definable) | 020
[8 empty] | Taxes and Levies | Taxes | 010
[8 empty] | Taxes and Levies | Levies | 020
[8 empty] | Taxes and Levies | Credit for grants | 030

## Civil Level (hidden)
Project |  |  | Cost Category |  | Cost Category | Cost Group |  | Cost Group | Cost Sub-Group
Buildings | 01 | Buildings | Acquisition Costs (AC) | 1 | Acquisition Costs (AC) | Site acquisition | 01 | Site acquisition | Costs and premium required to procure site | 010
Roads, runways and motorways | 02 | Buildings | Construction Costs (CC) | 2 | Acquisition Costs (AC) | Administrative, financial, legal and marketing expenses | 02 | Site acquisition | Compensation to existing occupiers | 020
Railways | 03 | Buildings | Renewal Costs (RC) | 3 | Construction Costs (CC) | Demolition, site preparation and formation | 01 | Site acquisition | Demolition, removal and modification of existing properties by way of payment to existing owners instead of carrying out physical work | 030
Bridges | 04 | Buildings | Operation Costs (OC) | 4 | Construction Costs (CC) | Substructure | 02 | Site acquisition | Contributions for the preservation of heritage, culture and environment | 040
Tunnels | 05 | Buildings | Maintenance Costs (MC) | 5 | Construction Costs (CC) | Structure | 03 | Site acquisition | Related fees to agents, lawyers, and the like | 050
Waste water treatment works | 06 | Buildings | End of Life Costs (EC) | 6 | Construction Costs (CC) | Non-structural works | 04 | Site acquisition | Related taxes and statutory charges | 060
Water treatment works | 07 |  |  |  | Construction Costs (CC) | Services and equipment | 05 | Administrative, financial, legal and marketing expenses | Client’s general office overheads | 010
Pipelines | 08 |  |  |  | Construction Costs (CC) | Surface and underground drainage | 06 | Administrative, financial, legal and marketing expenses | Client’s project-specific administrative expenses | 020
Wells and boreholes | 09 |  |  |  | Construction Costs (CC) | External and ancillary works | 07 | Administrative, financial, legal and marketing expenses | Interest and finance costs | 030
Power-generating plants | 10 |  |  |  | Construction Costs (CC) | Preliminaries ¦ Constructors’ site overheads ¦ general requirements | 08 | Administrative, financial, legal and marketing expenses | Legal expenses | 040
Chemical plants | 11 |  |  |  | Construction Costs (CC) | Risk Allowances | 09 | Administrative, financial, legal and marketing expenses | Accounting expenses | 050
Refineries | 12 |  |  |  | Construction Costs (CC) | Taxes and Levies | 10 | Administrative, financial, legal and marketing expenses | Sales, leasing, marketing, advertising and promotional expenses | 060
Dams and reservoirs | 13 |  |  |  | Construction Costs (CC) | Work and utilities off-site | 11 | Administrative, financial, legal and marketing expenses | Taxes and statutory charges related to sales and lease | 070
Mines and quarries | 14 |  |  |  | Construction Costs (CC) | Post-completion loose furniture, fittings and equipment | 12 | Administrative, financial, legal and marketing expenses | License and permit charges for operation and use | 080
[5 empty] | Construction Costs (CC) | Construction ¦ Renewal ¦ Maintenance-related consultancies and supervision | 13 | Demolition, site preparation and formation | Site survey and ground investigation | 010
[5 empty] | Renewal Costs (RC) | Demolition, site preparation and formation | 01 | Demolition, site preparation and formation | Environmental treatment | 020
[5 empty] | Renewal Costs (RC) | Substructure | 02 | Demolition, site preparation and formation | Sampling of hazardous or useful materials or conditions | 030
[5 empty] | Renewal Costs (RC) | Structure | 03 | Demolition, site preparation and formation | Temporary fencing | 040
[5 empty] | Renewal Costs (RC) | Architectural works ¦ Non-structural works | 04 | Demolition, site preparation and formation | Demolition of existing structures and support to adjacent structures | 050
[5 empty] | Renewal Costs (RC) | Services and equipment | 05 | Demolition, site preparation and formation | Site surface clearance (clearing, grubbing, topsoil stripping, tree felling, minor earthwork, removal) | 060
[5 empty] | Renewal Costs (RC) | Surface and underground drainage | 06 | Demolition, site preparation and formation | Tree transplant | 070
[5 empty] | Renewal Costs (RC) | External and ancillary works | 07 | Demolition, site preparation and formation | General site formation and slope treatment | 080
[5 empty] | Renewal Costs (RC) | Preliminaries ¦ Constructors’ site overheads ¦ general requirements | 08 | Demolition, site preparation and formation | Temporary surface drainage and dewatering | 090
[5 empty] | Renewal Costs (RC) | Risk Allowances | 09 | Demolition, site preparation and formation | Temporary access roads and storage areas (provided under an advance contract) | 100
[5 empty] | Renewal Costs (RC) | Taxes and Levies | 10 | Demolition, site preparation and formation | Temporary protection, diversion and relocation of public utilities | 110
[5 empty] | Renewal Costs (RC) | Work and utilities off-site | 11 | Demolition, site preparation and formation | Erosion control | 120
[5 empty] | Renewal Costs (RC) | Post-completion loose furniture, fittings and equipment | 12 | Substructure | Embankments/cuttings | 010
[5 empty] | Renewal Costs (RC) | Construction ¦ Renewal ¦ Maintenance-related consultancies and supervision | 13 | Substructure | Excavation, disposal and lateral supports (specifically to receive any substructure construction but excluding general site formation and slope treatment) | 020
[5 empty] | Operation Costs (OC) | Cleaning | 01 | Substructure | Trenching | 030
[5 empty] | Operation Costs (OC) | Utilities | 02 | Substructure | Drilling/boring | 040
[5 empty] | Operation Costs (OC) | Waste management | 03 | Substructure | Piling/anchoring | 050
[5 empty] | Operation Costs (OC) | Security | 04 | Substructure | Structural backfill/ground remediation | 060
[5 empty] | Operation Costs (OC) | Information and communications technology | 05 | Substructure | Earth-retaining structures | 070
[5 empty] | Operation Costs (OC) | Operators’ site overheads ¦ general requirements | 06 | Substructure | Abutments/wing walls | 080
[5 empty] | Operation Costs (OC) | Risk Allowances | 07 | Substructure | Pile caps/footings/bases (nearest to the ground level or water level if constructed in water) | 090
[5 empty] | Operation Costs (OC) | Taxes and Levies | 08 | Substructure | Sub-base to pavements and rail track structures | 100
[5 empty] | Maintenance Costs (MC) | Demolition, site preparation and formation | 01 | Substructure | Bases to supports for tanks, pipes, well heads and the like | 110
[5 empty] | Maintenance Costs (MC) | Substructure | 02 | Substructure | Beds and surrounds to underground pipes | 120
[5 empty] | Maintenance Costs (MC) | Structure | 03 | Structure | Piers and towers | 010
[5 empty] | Maintenance Costs (MC) | Architectural works ¦ Non-structural works | 04 | Structure | Suspension system | 020
[5 empty] | Maintenance Costs (MC) | Services and equipment | 05 | Structure | Decks | 030
[5 empty] | Maintenance Costs (MC) | Surface and underground drainage | 06 | Structure | Bearings | 040
[5 empty] | Maintenance Costs (MC) | External and ancillary works | 07 | Structure | Tunnel lining | 050
[5 empty] | Maintenance Costs (MC) | Preliminaries ¦ Constructors’ site overheads ¦ general requirements | 08 | Structure | Road/track base | 060
[5 empty] | Maintenance Costs (MC) | Risk Allowances | 09 | Structure | Pavement | 070
[5 empty] | Maintenance Costs (MC) | Taxes and Levies | 10 | Structure | Service roads and approaches | 080
[5 empty] | Maintenance Costs (MC) | Work and utilities off-site | 11 | Structure | Parapets/edge treatment | 090
[5 empty] | Maintenance Costs (MC) | Post-completion loose furniture, fittings and equipment | 12 | Structure | Main structures | 100
[5 empty] | Maintenance Costs (MC) | Construction ¦ Renewal ¦ Maintenance-related consultancies and supervision | 13 | Structure | Tanks, rigs, storage containers and the like | 110
[5 empty] | End of Life Costs (EC) | Disposal inspection | 01 | Structure | Supports for tanks, pipes and the like | 120
[5 empty] | End of Life Costs (EC) | Decommissioning and decontamination | 02 | Structure | Civil pipework | 130
[5 empty] | End of Life Costs (EC) | Demolition, reclamation and salvage | 03 | Structure | Valves and fittings | 140
[5 empty] | End of Life Costs (EC) | Reinstatement | 04 | Non-structural works | Non-structural removal and alterations | 010
[5 empty] | End of Life Costs (EC) | Constructors’ site overheads ¦ general requirements | 05 | Non-structural works | Non-structural construction | 020
[5 empty] | End of Life Costs (EC) | Risk Allowances | 06 | Non-structural works | Running surface | 030
[5 empty] | End of Life Costs (EC) | Taxes and Levies | 07 | Non-structural works | Signage, markings and the like | 040
[8 empty] | Non-structural works | Gantries and the like | 050
[8 empty] | Non-structural works | Safety facilities | 060
[8 empty] | Non-structural works | Barriers/rails and means of access | 070
[8 empty] | Non-structural works | Special equipment and fittings | 080
[8 empty] | Non-structural works | Interior landscaping | 090
[8 empty] | Non-structural works | Builders’ work in connection with services | 100
[8 empty] | Services and equipment | Mechanical systems | 010
[8 empty] | Services and equipment | Lighting systems | 020
[8 empty] | Services and equipment | Illuminations | 030
[8 empty] | Services and equipment | Low-voltage power supply | 040
[8 empty] | Services and equipment | High-voltage power supply | 050
[8 empty] | Services and equipment | Cables/cable trays | 060
[8 empty] | Services and equipment | Other electrical services | 070
[8 empty] | Services and equipment | Control systems and instrumentation | 080
[8 empty] | Services and equipment | Pipe racks/supports | 090
[8 empty] | Services and equipment | Water supply and drainage above ground or inside underground construction | 100
[8 empty] | Services and equipment | Fire services | 110
[8 empty] | Services and equipment | Movement systems: lifts/ elevators/ conveyors | 120
[8 empty] | Surface and underground drainage | Surface water drainage | 010
[8 empty] | Surface and underground drainage | Storm water drainage | 020
[8 empty] | Surface and underground drainage | Foul and waste water drainage | 030
[8 empty] | Surface and underground drainage | Pumping systems | 040
[8 empty] | Surface and underground drainage | Drainage connections | 050
[8 empty] | External and ancillary works | Site enclosures and divisions | 010
[8 empty] | External and ancillary works | Ancillary structures | 020
[8 empty] | External and ancillary works | Roads and paving (not amounting to a Sub- Project) | 030
[8 empty] | External and ancillary works | Landscaping (hard and soft) | 040
[8 empty] | External and ancillary works | Fittings and equipment | 050
[8 empty] | Preliminaries ¦ Constructors’ site overheads ¦ general requirements | Construction management including site management staff and support labour | 010
[8 empty] | Preliminaries ¦ Constructors’ site overheads ¦ general requirements | Temporary access roads and storage areas, traffic management and diversion (at the Constructors’ discretion) | 020
[8 empty] | Preliminaries ¦ Constructors’ site overheads ¦ general requirements | Temporary site fencing and securities | 030
[8 empty] | Preliminaries ¦ Constructors’ site overheads ¦ general requirements | Commonly shared construction plant | 040
[8 empty] | Preliminaries ¦ Constructors’ site overheads ¦ general requirements | Commonly shared scaffolding | 050
[8 empty] | Preliminaries ¦ Constructors’ site overheads ¦ general requirements | Other temporary facilities and services | 060
[8 empty] | Preliminaries ¦ Constructors’ site overheads ¦ general requirements | Technology and communications: telephone, broadband, hardware, software | 070
[8 empty] | Preliminaries ¦ Constructors’ site overheads ¦ general requirements | Constructor’s submissions, reports and as-built documentation | 080
[8 empty] | Preliminaries ¦ Constructors’ site overheads ¦ general requirements | Quality monitoring, recording and inspections | 090
[8 empty] | Preliminaries ¦ Constructors’ site overheads ¦ general requirements | Safety, health and environmental management | 100
[8 empty] | Preliminaries ¦ Constructors’ site overheads ¦ general requirements | Insurances, bonds, guarantees and warranties | 110
[8 empty] | Preliminaries ¦ Constructors’ site overheads ¦ general requirements | Constructor’s statutory fees and charges | 120
[8 empty] | Preliminaries ¦ Constructors’ site overheads ¦ general requirements | Testing and commissioning | 130
[8 empty] | Risk Allowances | Design development allowance | 010
[8 empty] | Risk Allowances | Construction contingencies | 020
[8 empty] | Risk Allowances | Price level adjustments | 030
[8 empty] | Risk Allowances | Exchange rate fluctuation adjustments | 040
[8 empty] | Taxes and Levies | Paid by the Constructors | 010
[8 empty] | Taxes and Levies | Paid by the Client in relation to the construction contract payments | 020
[8 empty] | Work and utilities off-site (including related risk allowances, taxes and levies) | Connections to, diversion of and capacity enhancement of public utility mains or sources off-site up to mains connections on-site | 010
[8 empty] | Work and utilities off-site (including related risk allowances, taxes and levies) | Public access roads and footpaths | 020
[8 empty] | Post-completion loose furniture, fittings and equipment (including related risk allowances, taxes and levies) | Production, process, operating and loose furniture, furnishing and equipment not normally provided before completion of construction | 010
[8 empty] | Construction-related consultants and supervision (including related risk allowances, taxes and levies) | Consultants’ fees and reimbursable | 010
[8 empty] | Construction-related consultants and supervision (including related risk allowances, taxes and levies) | Charges and levies payable to statutory bodies or their appointed agencies (in connection with planning, design, tender and contract approvals, supervision and acceptance inspections) | 020
[8 empty] | Construction-related consultants and supervision (including related risk allowances, taxes and levies) | Site supervision charges (including their accommodation and travels) | 030
[8 empty] | Construction-related consultants and supervision (including related risk allowances, taxes and levies) | Payments to testing authorities or laboratories | 040
[8 empty] | Cleaning | External cleaning (routine and periodic) | 010
[8 empty] | Cleaning | Internal cleaning (routine and periodic) | 020
[8 empty] | Cleaning | Specialist cleaning (define type) | 030
[8 empty] | Utilities | Fuel (state type: gas/electricity/oil and other fuel sources) | 010
[8 empty] | Utilities | Water, drainage and sewerage | 020
[8 empty] | Waste management | Waste collection and disposal | 010
[8 empty] | Waste management | Recycling and savage | 020
[8 empty] | Security | Physical security | 010
[8 empty] | Security | Remote monitoring | 020
[8 empty] | Information and communications technology | Communication systems | 010
[8 empty] | Information and communications technology | Specialist technology / sensors | 020
[8 empty] | Operators’ site overheads ¦ general requirements | Administration | 010
[8 empty] | Operators’ site overheads ¦ general requirements | Property insurance | 020
[8 empty] | Risk Allowances | Operation related (user definable) | 010
[8 empty] | Risk Allowances | Contractual obligations | 020
[8 empty] | Taxes and Levies | Taxes | 010
[8 empty] | Taxes and Levies | Levies | 020
[8 empty] | Disposal inspection | Dilapidations report | 010
[8 empty] | Disposal inspection | Contractual handback obligations | 020
[8 empty] | Decommissioning and decontamination | Shutdowns and decommissioning | 010
[8 empty] | Decommissioning and decontamination | Decontamination | 020
[8 empty] | Demolition, reclamation and salvage | Demolition | 010
[8 empty] | Demolition, reclamation and salvage | Reclamation | 020
[8 empty] | Demolition, reclamation and salvage | Salvage | 030
[8 empty] | Reinstatement | Agreed reinstatement works | 010
[8 empty] | Reinstatement | Contractual obligations | 020
[8 empty] | Constructors’ site overheads ¦ general requirements | Administration | 010
[8 empty] | Constructors’ site overheads ¦ general requirements | Overheads (project specific) | 020
[8 empty] | Risk Allowances | End of life specific (user definable) | 010
[8 empty] | Risk Allowances | Abnormal risks (user definable) | 020
[8 empty] | Taxes and Levies | Taxes | 010
[8 empty] | Taxes and Levies | Levies | 020
[8 empty] | Taxes and Levies | Credit for grants | 030

## Building Map
Ss Systems - 08 February 2019 - v1.13
Code | Group | Sub group | Section | Object | Title | Cost Category | Cost Group | Cost Sub-Group | Cost Sub Sub-Group | L2 | L3 | L4 | L5 | Unique ID | Notes
Ss_15 | 15 |  |  |  | Earthworks, remediation and temporary systems - Also See Civil Map |  |  |  |  | 00 | 00 | 000 | 000 | 00.00.000
Ss_15_10 | 15 | 10 |  |  | Groundworks and earthworks systems | Construction Costs (CC) | Substructure | Basement sides and bottom |  | 2 | 02 | 030 | 000 | 2.02.030
Ss_15_10 | 15 | 10 |  |  | Groundworks and earthworks systems | Renewal Costs (RC) | Substructure | Basement sides and bottom |  | 3 | 02 | 030 | 000 | 3.02.030
Ss_15_10 | 15 | 10 |  |  | Groundworks and earthworks systems | Maintenance Costs (MC) | Substructure | Basement sides and bottom |  | 5 | 02 | 030 | 000 | 5.02.030
Ss_15_10 | 15 | 10 |  |  | Groundworks and earthworks systems | Construction Costs (CC) | Substructure | Foundations up to top of lowest floor slabs |  | 2 | 02 | 020 | 000 | 2.02.020
Ss_15_10 | 15 | 10 |  |  | Groundworks and earthworks systems | Renewal Costs (RC) | Substructure | Foundations up to top of lowest floor slabs |  | 3 | 02 | 020 | 000 | 3.02.020
Ss_15_10 | 15 | 10 |  |  | Groundworks and earthworks systems | Maintenance Costs (MC) | Substructure | Foundations up to top of lowest floor slabs |  | 5 | 02 | 020 | 000 | 5.02.020
Ss_15_10_30 | 15 | 10 | 30 |  | Excavating and filling systems | Construction Costs (CC) | Substructure | Basement sides and bottom |  | 2 | 02 | 030 | 000 | 2.02.030
Ss_15_10_30 | 15 | 10 | 30 |  | Excavating and filling systems | Renewal Costs (RC) | Substructure | Basement sides and bottom |  | 3 | 02 | 030 | 000 | 3.02.030
Ss_15_10_30 | 15 | 10 | 30 |  | Excavating and filling systems | Maintenance Costs (MC) | Substructure | Basement sides and bottom |  | 5 | 02 | 030 | 000 | 5.02.030
Ss_15_10_30 | 15 | 10 | 30 |  | Excavating and filling systems | Construction Costs (CC) | Substructure | Foundations up to top of lowest floor slabs |  | 2 | 02 | 020 | 000 | 2.02.020
Ss_15_10_30 | 15 | 10 | 30 |  | Excavating and filling systems | Renewal Costs (RC) | Substructure | Foundations up to top of lowest floor slabs |  | 3 | 02 | 020 | 000 | 3.02.020
Ss_15_10_30 | 15 | 10 | 30 |  | Excavating and filling systems | Maintenance Costs (MC) | Substructure | Foundations up to top of lowest floor slabs |  | 5 | 02 | 020 | 000 | 5.02.020
Ss_15_10_30_05 | 15 | 10 | 30 | 05 | Backfill systems | Construction Costs (CC) | Substructure | Basement sides and bottom |  | 2 | 02 | 030 | 000 | 2.02.030
Ss_15_10_30_05 | 15 | 10 | 30 | 05 | Backfill systems | Renewal Costs (RC) | Substructure | Basement sides and bottom |  | 3 | 02 | 030 | 000 | 3.02.030
Ss_15_10_30_05 | 15 | 10 | 30 | 05 | Backfill systems | Maintenance Costs (MC) | Substructure | Basement sides and bottom |  | 5 | 02 | 030 | 000 | 5.02.030
Ss_15_10_30_05 | 15 | 10 | 30 | 05 | Backfill systems | Construction Costs (CC) | Substructure | Foundations up to top of lowest floor slabs |  | 2 | 02 | 020 | 000 | 2.02.020
Ss_15_10_30_05 | 15 | 10 | 30 | 05 | Backfill systems | Renewal Costs (RC) | Substructure | Foundations up to top of lowest floor slabs |  | 3 | 02 | 020 | 000 | 3.02.020
Ss_15_10_30_05 | 15 | 10 | 30 | 05 | Backfill systems | Maintenance Costs (MC) | Substructure | Foundations up to top of lowest floor slabs |  | 5 | 02 | 020 | 000 | 5.02.020
Ss_15_10_30_25 | 15 | 10 | 30 | 25 | Earthworks excavating systems | Construction Costs (CC) | Substructure | Basement sides and bottom |  | 2 | 02 | 030 | 000 | 2.02.030
Ss_15_10_30_25 | 15 | 10 | 30 | 25 | Earthworks excavating systems | Renewal Costs (RC) | Substructure | Basement sides and bottom |  | 3 | 02 | 030 | 000 | 3.02.030
Ss_15_10_30_25 | 15 | 10 | 30 | 25 | Earthworks excavating systems | Maintenance Costs (MC) | Substructure | Basement sides and bottom |  | 5 | 02 | 030 | 000 | 5.02.030
Ss_15_10_30_25 | 15 | 10 | 30 | 25 | Earthworks excavating systems | Construction Costs (CC) | Substructure | Foundations up to top of lowest floor slabs |  | 2 | 02 | 020 | 000 | 2.02.020
Ss_15_10_30_25 | 15 | 10 | 30 | 25 | Earthworks excavating systems | Renewal Costs (RC) | Substructure | Foundations up to top of lowest floor slabs |  | 3 | 02 | 020 | 000 | 3.02.020
Ss_15_10_30_25 | 15 | 10 | 30 | 25 | Earthworks excavating systems | Maintenance Costs (MC) | Substructure | Foundations up to top of lowest floor slabs |  | 5 | 02 | 020 | 000 | 5.02.020
Ss_15_10_30_27 | 15 | 10 | 30 | 27 | Earthworks filling systems | Construction Costs (CC) | Substructure | Basement sides and bottom |  | 2 | 02 | 030 | 000 | 2.02.030
Ss_15_10_30_27 | 15 | 10 | 30 | 27 | Earthworks filling systems | Renewal Costs (RC) | Substructure | Basement sides and bottom |  | 3 | 02 | 030 | 000 | 3.02.030
Ss_15_10_30_27 | 15 | 10 | 30 | 27 | Earthworks filling systems | Maintenance Costs (MC) | Substructure | Basement sides and bottom |  | 5 | 02 | 030 | 000 | 5.02.030
Ss_15_10_30_27 | 15 | 10 | 30 | 27 | Earthworks filling systems | Construction Costs (CC) | Substructure | Foundations up to top of lowest floor slabs |  | 2 | 02 | 020 | 000 | 2.02.020
Ss_15_10_30_27 | 15 | 10 | 30 | 27 | Earthworks filling systems | Renewal Costs (RC) | Substructure | Foundations up to top of lowest floor slabs |  | 3 | 02 | 020 | 000 | 3.02.020
Ss_15_10_30_27 | 15 | 10 | 30 | 27 | Earthworks filling systems | Maintenance Costs (MC) | Substructure | Foundations up to top of lowest floor slabs |  | 5 | 02 | 020 | 000 | 5.02.020
Ss_15_10_30_29 | 15 | 10 | 30 | 29 | Earthworks filling systems around trees | Construction Costs (CC) | Demolition, site preparation and formation | Temporary protection, diversion and relocation of public utilities |  | 2 | 01 | 100 | 000 | 2.01.100
Ss_15_10_30_29 | 15 | 10 | 30 | 29 | Earthworks filling systems around trees | Renewal Costs (RC) | Demolition, site preparation and formation | Temporary protection, diversion and relocation of public utilities |  | 3 | 01 | 100 | 000 | 3.01.100
Ss_15_10_30_29 | 15 | 10 | 30 | 29 | Earthworks filling systems around trees | Maintenance Costs (MC) | Demolition, site preparation and formation | Temporary protection, diversion and relocation of public utilities |  | 5 | 01 | 100 | 000 | 5.01.100
Ss_15_10_30_31 | 15 | 10 | 30 | 31 | Earthworks filling systems behind retaining walls | Construction Costs (CC) | External and ancillary works | Basement sides and bottom |  | 2 | 07 | 030 | 000 | 2.07.030
Ss_15_10_30_31 | 15 | 10 | 30 | 31 | Earthworks filling systems behind retaining walls | Renewal Costs (RC) | External and ancillary works | Basement sides and bottom |  | 3 | 07 | 030 | 000 | 3.07.030
Ss_15_10_30_31 | 15 | 10 | 30 | 31 | Earthworks filling systems behind retaining walls | Maintenance Costs (MC) | External and ancillary works | Basement sides and bottom |  | 5 | 07 | 030 | 000 | 5.07.030
Ss_15_10_30_65 | 15 | 10 | 30 | 65 | Puddled clay lining systems | Construction Costs (CC) | External and ancillary works | Basement sides and bottom |  | 2 | 07 | 030 | 000 | 2.07.030
Ss_15_10_30_65 | 15 | 10 | 30 | 65 | Puddled clay lining systems | Renewal Costs (RC) | External and ancillary works | Basement sides and bottom |  | 3 | 07 | 030 | 000 | 3.07.030
Ss_15_10_30_65 | 15 | 10 | 30 | 65 | Puddled clay lining systems | Maintenance Costs (MC) | External and ancillary works | Basement sides and bottom |  | 5 | 07 | 030 | 000 | 5.07.030
Ss_15_10_30_90 | 15 | 10 | 30 | 90 | Topsoil filling systems | Construction Costs (CC) | Demolition, site preparation and formation | Site formation and slope treatment |  | 2 | 01 | 080 | 000 | 2.01.080
Ss_15_10_30_90 | 15 | 10 | 30 | 90 | Topsoil filling systems | Renewal Costs (RC) | Demolition, site preparation and formation | Site formation and slope treatment |  | 3 | 01 | 080 | 000 | 3.01.080
Ss_15_10_30_90 | 15 | 10 | 30 | 90 | Topsoil filling systems | Maintenance Costs (MC) | Demolition, site preparation and formation | Site formation and slope treatment |  | 5 | 01 | 080 | 000 | 5.01.080
Ss_15_10_33 | 15 | 10 | 33 |  | Ground gas disposal systems | Construction Costs (CC) | Demolition, site preparation and formation | Environmental treatment |  | 2 | 01 | 020 | 000 | 2.01.020
Ss_15_10_33 | 15 | 10 | 33 |  | Ground gas disposal systems | Renewal Costs (RC) | Demolition, site preparation and formation | Environmental treatment |  | 3 | 01 | 020 | 000 | 3.01.020
Ss_15_10_33 | 15 | 10 | 33 |  | Ground gas disposal systems | Maintenance Costs (MC) | Demolition, site preparation and formation | Environmental treatment |  | 5 | 01 | 020 | 000 | 5.01.020
Ss_15_10_33_34 | 15 | 10 | 33 | 34 | Ground gas collection and venting systems | Construction Costs (CC) | Demolition, site preparation and formation | Environmental treatment |  | 2 | 01 | 020 | 000 | 2.01.020
Ss_15_10_33_34 | 15 | 10 | 33 | 34 | Ground gas collection and venting systems | Renewal Costs (RC) | Demolition, site preparation and formation | Environmental treatment |  | 3 | 01 | 020 | 000 | 3.01.020
Ss_15_10_33_34 | 15 | 10 | 33 | 34 | Ground gas collection and venting systems | Maintenance Costs (MC) | Demolition, site preparation and formation | Environmental treatment |  | 5 | 01 | 020 | 000 | 5.01.020
Ss_15_10_35 | 15 | 10 | 35 |  | Ground remediation systems | Construction Costs (CC) | Demolition, site preparation and formation | Environmental treatment |  | 2 | 01 | 020 | 000 | 2.01.020
Ss_15_10_35 | 15 | 10 | 35 |  | Ground remediation systems | Renewal Costs (RC) | Demolition, site preparation and formation | Environmental treatment |  | 3 | 01 | 020 | 000 | 3.01.020
Ss_15_10_35 | 15 | 10 | 35 |  | Ground remediation systems | Maintenance Costs (MC) | Demolition, site preparation and formation | Environmental treatment |  | 5 | 01 | 020 | 000 | 5.01.020
Ss_15_10_35_07 | 15 | 10 | 35 | 07 | Bioremediation systems | Construction Costs (CC) | Demolition, site preparation and formation | Environmental treatment |  | 2 | 01 | 020 | 000 | 2.01.020
Ss_15_10_35_07 | 15 | 10 | 35 | 07 | Bioremediation systems | Renewal Costs (RC) | Demolition, site preparation and formation | Environmental treatment |  | 3 | 01 | 020 | 000 | 3.01.020
Ss_15_10_35_07 | 15 | 10 | 35 | 07 | Bioremediation systems | Maintenance Costs (MC) | Demolition, site preparation and formation | Environmental treatment |  | 5 | 01 | 020 | 000 | 5.01.020
Ss_15_10_45 | 15 | 10 | 45 |  | Landfill systems | Construction Costs (CC) | Preliminaries ¦ Constructors’ site overheads ¦ general requirements | Other temporary facilities and services |  | 2 | 08 | 060 | 000 | 2.08.060
Ss_15_10_45 | 15 | 10 | 45 |  | Landfill systems | Renewal Costs (RC) | Preliminaries ¦ Constructors’ site overheads ¦ general requirements | Other temporary facilities and services |  | 3 | 08 | 060 | 000 | 3.08.060
Ss_15_10_45 | 15 | 10 | 45 |  | Landfill systems | Maintenance Costs (MC) | Preliminaries ¦ Constructors’ site overheads ¦ general requirements | Other temporary facilities and services |  | 5 | 08 | 060 | 000 | 5.08.060
Ss_15_10_76 | 15 | 10 | 76 |  | Site waste disposal systems | Construction Costs (CC) | Preliminaries ¦ Constructors’ site overheads ¦ general requirements | Other temporary facilities and services |  | 2 | 08 | 060 | 000 | 2.08.060
Ss_15_10_76 | 15 | 10 | 76 |  | Site waste disposal systems | Renewal Costs (RC) | Preliminaries ¦ Constructors’ site overheads ¦ general requirements | Other temporary facilities and services |  | 3 | 08 | 060 | 000 | 3.08.060
Ss_15_10_76 | 15 | 10 | 76 |  | Site waste disposal systems | Maintenance Costs (MC) | Preliminaries ¦ Constructors’ site overheads ¦ general requirements | Other temporary facilities and services |  | 5 | 08 | 060 | 000 | 5.08.060
Ss_15_10_76_21 | 15 | 10 | 76 | 21 | Dewatering systems | Construction Costs (CC) | Demolition, site preparation and formation | Temporary surface drainage and dewatering |  | 2 | 01 | 090 | 000 | 2.01.090
Ss_15_10_76_21 | 15 | 10 | 76 | 21 | Dewatering systems | Renewal Costs (RC) | Demolition, site preparation and formation | Temporary surface drainage and dewatering |  | 3 | 01 | 090 | 000 | 3.01.090
Ss_15_10_76_21 | 15 | 10 | 76 | 21 | Dewatering systems | Maintenance Costs (MC) | Demolition, site preparation and formation | Temporary surface drainage and dewatering |  | 5 | 01 | 090 | 000 | 5.01.090
Ss_15_10_78 | 15 | 10 | 78 |  | Slurry wall systems | Construction Costs (CC) | Substructure | Basement sides and bottom |  | 2 | 02 | 030 | 000 | 2.02.030
Ss_15_10_78 | 15 | 10 | 78 |  | Slurry wall systems | Renewal Costs (RC) | Substructure | Basement sides and bottom |  | 3 | 02 | 030 | 000 | 3.02.030
Ss_15_10_78 | 15 | 10 | 78 |  | Slurry wall systems | Maintenance Costs (MC) | Substructure | Basement sides and bottom |  | 5 | 02 | 030 | 000 | 5.02.030
Ss_15_10_80 | 15 | 10 | 80 |  | Stabilization systems | Construction Costs (CC) | Substructure | Foundations up to top of lowest floor slabs |  | 2 | 02 | 020 | 000 | 2.02.020
Ss_15_10_80 | 15 | 10 | 80 |  | Stabilization systems | Renewal Costs (RC) | Substructure | Foundations up to top of lowest floor slabs |  | 3 | 02 | 020 | 000 | 3.02.020
Ss_15_10_80 | 15 | 10 | 80 |  | Stabilization systems | Maintenance Costs (MC) | Substructure | Foundations up to top of lowest floor slabs |  | 5 | 02 | 020 | 000 | 5.02.020
Ss_15_10_80_33 | 15 | 10 | 80 | 33 | Erosion control systems | Construction Costs (CC) | Demolition, site preparation and formation | Site formation and slope treatment |  | 2 | 01 | 080 | 000 | 2.01.080
Ss_15_10_80_33 | 15 | 10 | 80 | 33 | Erosion control systems | Renewal Costs (RC) | Demolition, site preparation and formation | Site formation and slope treatment |  | 3 | 01 | 080 | 000 | 3.01.080
Ss_15_10_80_33 | 15 | 10 | 80 | 33 | Erosion control systems | Maintenance Costs (MC) | Demolition, site preparation and formation | Site formation and slope treatment |  | 5 | 01 | 080 | 000 | 5.01.080
Ss_15_10_80_70 | 15 | 10 | 80 | 70 | Rock bolting and dowelling systems | Construction Costs (CC) | Substructure | Foundation piling and underpinning |  | 2 | 02 | 010 | 000 | 2.02.010
Ss_15_10_80_70 | 15 | 10 | 80 | 70 | Rock bolting and dowelling systems | Renewal Costs (RC) | Substructure | Foundation piling and underpinning |  | 3 | 02 | 010 | 000 | 3.02.010
Ss_15_10_80_70 | 15 | 10 | 80 | 70 | Rock bolting and dowelling systems | Maintenance Costs (MC) | Substructure | Foundation piling and underpinning |  | 5 | 02 | 010 | 000 | 5.02.010
Ss_15_10_80_80 | 15 | 10 | 80 | 80 | Soil nailing systems | Construction Costs (CC) | Substructure | Foundation piling and underpinning |  | 2 | 02 | 010 | 000 | 2.02.010
Ss_15_10_80_80 | 15 | 10 | 80 | 80 | Soil nailing systems | Renewal Costs (RC) | Substructure | Foundation piling and underpinning |  | 3 | 02 | 010 | 000 | 3.02.010
Ss_15_10_80_80 | 15 | 10 | 80 | 80 | Soil nailing systems | Maintenance Costs (MC) | Substructure | Foundation piling and underpinning |  | 5 | 02 | 010 | 000 | 5.02.010
Ss_15_10_80_85 | 15 | 10 | 80 | 85 | Subterranean void filling systems | Construction Costs (CC) | Structure | Structural removal and alterations |  | 2 | 03 | 010 | 000 | 2.03.010
Ss_15_10_80_85 | 15 | 10 | 80 | 85 | Subterranean void filling systems | Renewal Costs (RC) | Structure | Structural removal and alterations |  | 3 | 03 | 010 | 000 | 3.03.010
Ss_15_10_80_85 | 15 | 10 | 80 | 85 | Subterranean void filling systems | Maintenance Costs (MC) | Structure | Structural removal and alterations |  | 5 | 03 | 010 | 000 | 5.03.010
Ss_15_30 | 15 | 30 |  |  | Remediation, repair and renovation systems | Construction Costs (CC) | Demolition, site preparation and formation | Environmental treatment |  | 2 | 01 | 020 | 000 | 2.01.020
Ss_15_30 | 15 | 30 |  |  | Remediation, repair and renovation systems | Renewal Costs (RC) | Demolition, site preparation and formation | Environmental treatment |  | 3 | 01 | 020 | 000 | 3.01.020
Ss_15_30 | 15 | 30 |  |  | Remediation, repair and renovation systems | Maintenance Costs (MC) | Demolition, site preparation and formation | Environmental treatment |  | 5 | 01 | 020 | 000 | 5.01.020
Ss_15_30_10 | 15 | 30 | 10 |  | Building services remediation systems | Construction Costs (CC) | Architectural works ¦ Non-structural works | Non-structural removal and alterations |  | 2 | 04 | 010 | 000 | 2.04.010
Ss_15_30_10 | 15 | 30 | 10 |  | Building services remediation systems | Renewal Costs (RC) | Architectural works ¦ Non-structural works | Non-structural removal and alterations |  | 3 | 04 | 010 | 000 | 3.04.010
Ss_15_30_10 | 15 | 30 | 10 |  | Building services remediation systems | Maintenance Costs (MC) | Architectural works ¦ Non-structural works | Non-structural removal and alterations |  | 5 | 04 | 010 | 000 | 5.04.010
Ss_15_30_12 | 15 | 30 | 12 |  | Ceramics repair and renovation systems | Construction Costs (CC) | Architectural works ¦ Non-structural works | Non-structural removal and alterations |  | 2 | 04 | 010 | 000 | 2.04.010
Ss_15_30_12 | 15 | 30 | 12 |  | Ceramics repair and renovation systems | Renewal Costs (RC) | Architectural works ¦ Non-structural works | Non-structural removal and alterations |  | 3 | 04 | 010 | 000 | 3.04.010
Ss_15_30_12 | 15 | 30 | 12 |  | Ceramics repair and renovation systems | Maintenance Costs (MC) | Architectural works ¦ Non-structural works | Non-structural removal and alterations |  | 5 | 04 | 010 | 000 | 5.04.010
Ss_15_30_15 | 15 | 30 | 15 |  | Concrete and masonry cleaning systems | Construction Costs (CC) | Architectural works ¦ Non-structural works | Non-structural removal and alterations |  | 2 | 04 | 010 | 000 | 2.04.010
Ss_15_30_15 | 15 | 30 | 15 |  | Concrete and masonry cleaning systems | Renewal Costs (RC) | Architectural works ¦ Non-structural works | Non-structural removal and alterations |  | 3 | 04 | 010 | 000 | 3.04.010
Ss_15_30_15 | 15 | 30 | 15 |  | Concrete and masonry cleaning systems | Maintenance Costs (MC) | Architectural works ¦ Non-structural works | Non-structural removal and alterations |  | 5 | 04 | 010 | 000 | 5.04.010
Ss_15_30_15_15 | 15 | 30 | 15 | 15 | Concrete cleaning systems | Construction Costs (CC) | Architectural works ¦ Non-structural works | Non-structural removal and alterations |  | 2 | 04 | 010 | 000 | 2.04.010
Ss_15_30_15_15 | 15 | 30 | 15 | 15 | Concrete cleaning systems | Renewal Costs (RC) | Architectural works ¦ Non-structural works | Non-structural removal and alterations |  | 3 | 04 | 010 | 000 | 3.04.010
Ss_15_30_15_15 | 15 | 30 | 15 | 15 | Concrete cleaning systems | Maintenance Costs (MC) | Architectural works ¦ Non-structural works | Non-structural removal and alterations |  | 5 | 04 | 010 | 000 | 5.04.010
Ss_15_30_15_50 | 15 | 30 | 15 | 50 | Masonry cleaning systems | Construction Costs (CC) | Architectural works ¦ Non-structural works | Non-structural removal and alterations |  | 2 | 04 | 010 | 000 | 2.04.010
Ss_15_30_15_50 | 15 | 30 | 15 | 50 | Masonry cleaning systems | Renewal Costs (RC) | Architectural works ¦ Non-structural works | Non-structural removal and alterations |  | 3 | 04 | 010 | 000 | 3.04.010
Ss_15_30_15_50 | 15 | 30 | 15 | 50 | Masonry cleaning systems | Maintenance Costs (MC) | Architectural works ¦ Non-structural works | Non-structural removal and alterations |  | 5 | 04 | 010 | 000 | 5.04.010
Ss_15_30_15_65 | 15 | 30 | 15 | 65 | Preliminary concrete cleaning systems | Construction Costs (CC) | Architectural works ¦ Non-structural works | Non-structural removal and alterations |  | 2 | 04 | 010 | 000 | 2.04.010
Ss_15_30_15_65 | 15 | 30 | 15 | 65 | Preliminary concrete cleaning systems | Renewal Costs (RC) | Architectural works ¦ Non-structural works | Non-structural removal and alterations |  | 3 | 04 | 010 | 000 | 3.04.010
Ss_15_30_15_65 | 15 | 30 | 15 | 65 | Preliminary concrete cleaning systems | Maintenance Costs (MC) | Architectural works ¦ Non-structural works | Non-structural removal and alterations |  | 5 | 04 | 010 | 000 | 5.04.010
Ss_15_30_15_66 | 15 | 30 | 15 | 66 | Preliminary masonry cleaning systems | Construction Costs (CC) | Architectural works ¦ Non-structural works | Non-structural removal and alterations |  | 2 | 04 | 010 | 000 | 2.04.010
Ss_15_30_15_66 | 15 | 30 | 15 | 66 | Preliminary masonry cleaning systems | Renewal Costs (RC) | Architectural works ¦ Non-structural works | Non-structural removal and alterations |  | 3 | 04 | 010 | 000 | 3.04.010
Ss_15_30_15_66 | 15 | 30 | 15 | 66 | Preliminary masonry cleaning systems | Maintenance Costs (MC) | Architectural works ¦ Non-structural works | Non-structural removal and alterations |  | 5 | 04 | 010 | 000 | 5.04.010
Ss_15_30_17 | 15 | 30 | 17 |  | Concrete repair and renovation systems | Construction Costs (CC) | Structure | Structural removal and alterations |  | 2 | 03 | 010 | 000 | 2.03.010
Ss_15_30_17 | 15 | 30 | 17 |  | Concrete repair and renovation systems | Renewal Costs (RC) | Structure | Structural removal and alterations |  | 3 | 03 | 010 | 000 | 3.03.010
Ss_15_30_17 | 15 | 30 | 17 |  | Concrete repair and renovation systems | Maintenance Costs (MC) | Structure | Structural removal and alterations |  | 5 | 03 | 010 | 000 | 5.03.010
Ss_15_30_17_10 | 15 | 30 | 17 | 10 | Bonded steel plate repair systems | Construction Costs (CC) | Structure | Structural removal and alterations |  | 2 | 03 | 010 | 000 | 2.03.010
Ss_15_30_17_10 | 15 | 30 | 17 | 10 | Bonded steel plate repair systems | Renewal Costs (RC) | Structure | Structural removal and alterations |  | 3 | 03 | 010 | 000 | 3.03.010
Ss_15_30_17_10 | 15 | 30 | 17 | 10 | Bonded steel plate repair systems | Maintenance Costs (MC) | Structure | Structural removal and alterations |  | 5 | 03 | 010 | 000 | 5.03.010
Ss_15_30_17_12 | 15 | 30 | 17 | 12 | Concrete crack repair or filling systems | Construction Costs (CC) | Structure | Structural removal and alterations |  | 2 | 03 | 010 | 000 | 2.03.010
Ss_15_30_17_12 | 15 | 30 | 17 | 12 | Concrete crack repair or filling systems | Renewal Costs (RC) | Structure | Structural removal and alterations |  | 3 | 03 | 010 | 000 | 3.03.010
Ss_15_30_17_12 | 15 | 30 | 17 | 12 | Concrete crack repair or filling systems | Maintenance Costs (MC) | Structure | Structural removal and alterations |  | 5 | 03 | 010 | 000 | 5.03.010
Ss_15_30_17_14 | 15 | 30 | 17 | 14 | Concrete mortar or overlay systems | Construction Costs (CC) | Structure | Structural removal and alterations |  | 2 | 03 | 010 | 000 | 2.03.010
Ss_15_30_17_14 | 15 | 30 | 17 | 14 | Concrete mortar or overlay systems | Renewal Costs (RC) | Structure | Structural removal and alterations |  | 3 | 03 | 010 | 000 | 3.03.010
Ss_15_30_17_14 | 15 | 30 | 17 | 14 | Concrete mortar or overlay systems | Maintenance Costs (MC) | Structure | Structural removal and alterations |  | 5 | 03 | 010 | 000 | 5.03.010
Ss_15_30_17_16 | 15 | 30 | 17 | 16 | Concrete protective coating systems | Construction Costs (CC) | Structure | Structural removal and alterations |  | 2 | 03 | 010 | 000 | 2.03.010
Ss_15_30_17_16 | 15 | 30 | 17 | 16 | Concrete protective coating systems | Renewal Costs (RC) | Structure | Structural removal and alterations |  | 3 | 03 | 010 | 000 | 3.03.010
Ss_15_30_17_16 | 15 | 30 | 17 | 16 | Concrete protective coating systems | Maintenance Costs (MC) | Structure | Structural removal and alterations |  | 5 | 03 | 010 | 000 | 5.03.010
Ss_15_30_17_18 | 15 | 30 | 17 | 18 | Concrete repair systems | Construction Costs (CC) | Structure | Structural removal and alterations |  | 2 | 03 | 010 | 000 | 2.03.010
Ss_15_30_17_18 | 15 | 30 | 17 | 18 | Concrete repair systems | Renewal Costs (RC) | Structure | Structural removal and alterations |  | 3 | 03 | 010 | 000 | 3.03.010
Ss_15_30_17_18 | 15 | 30 | 17 | 18 | Concrete repair systems | Maintenance Costs (MC) | Structure | Structural removal and alterations |  | 5 | 03 | 010 | 000 | 5.03.010
Ss_15_30_17_85 | 15 | 30 | 17 | 85 | Sprayed concrete repair systems | Construction Costs (CC) | Structure | Structural removal and alterations |  | 2 | 03 | 010 | 000 | 2.03.010
Ss_15_30_17_85 | 15 | 30 | 17 | 85 | Sprayed concrete repair systems | Renewal Costs (RC) | Structure | Structural removal and alterations |  | 3 | 03 | 010 | 000 | 3.03.010
Ss_15_30_17_85 | 15 | 30 | 17 | 85 | Sprayed concrete repair systems | Maintenance Costs (MC) | Structure | Structural removal and alterations |  | 5 | 03 | 010 | 000 | 5.03.010
Ss_15_30_32 | 15 | 30 | 32 |  | Fungus and beetle eradication systems | Construction Costs (CC) | Demolition, site preparation and formation | Environmental treatment |  | 2 | 01 | 020 | 000 | 2.01.020
Ss_15_30_32 | 15 | 30 | 32 |  | Fungus and beetle eradication systems | Renewal Costs (RC) | Demolition, site preparation and formation | Environmental treatment |  | 3 | 01 | 020 | 000 | 3.01.020
Ss_15_30_32 | 15 | 30 | 32 |  | Fungus and beetle eradication systems | Maintenance Costs (MC) | Demolition, site preparation and formation | Environmental treatment |  | 5 | 01 | 020 | 000 | 5.01.020
Ss_15_30_32_05 | 15 | 30 | 32 | 05 | Beetle eradication systems | Construction Costs (CC) | Demolition, site preparation and formation | Environmental treatment |  | 2 | 01 | 020 | 000 | 2.01.020
Ss_15_30_32_05 | 15 | 30 | 32 | 05 | Beetle eradication systems | Renewal Costs (RC) | Demolition, site preparation and formation | Environmental treatment |  | 3 | 01 | 020 | 000 | 3.01.020
Ss_15_30_32_05 | 15 | 30 | 32 | 05 | Beetle eradication systems | Maintenance Costs (MC) | Demolition, site preparation and formation | Environmental treatment |  | 5 | 01 | 020 | 000 | 5.01.020
Ss_15_30_32_15 | 15 | 30 | 32 | 15 | Combined fungus and beetle treatment systems | Construction Costs (CC) | Demolition, site preparation and formation | Environmental treatment |  | 2 | 01 | 020 | 000 | 2.01.020
Ss_15_30_32_15 | 15 | 30 | 32 | 15 | Combined fungus and beetle treatment systems | Renewal Costs (RC) | Demolition, site preparation and formation | Environmental treatment |  | 3 | 01 | 020 | 000 | 3.01.020
Ss_15_30_32_15 | 15 | 30 | 32 | 15 | Combined fungus and beetle treatment systems | Maintenance Costs (MC) | Demolition, site preparation and formation | Environmental treatment |  | 5 | 01 | 020 | 000 | 5.01.020
Ss_15_30_32_35 | 15 | 30 | 32 | 35 | Hot air infestation treatment systems | Construction Costs (CC) | Demolition, site preparation and formation | Environmental treatment |  | 2 | 01 | 020 | 000 | 2.01.020
Ss_15_30_32_35 | 15 | 30 | 32 | 35 | Hot air infestation treatment systems | Renewal Costs (RC) | Demolition, site preparation and formation | Environmental treatment |  | 3 | 01 | 020 | 000 | 3.01.020
Ss_15_30_32_35 | 15 | 30 | 32 | 35 | Hot air infestation treatment systems | Maintenance Costs (MC) | Demolition, site preparation and formation | Environmental treatment |  | 5 | 01 | 020 | 000 | 5.01.020
Ss_15_30_32_50 | 15 | 30 | 32 | 50 | Masonry fungus treatment systems | Construction Costs (CC) | Demolition, site preparation and formation | Environmental treatment |  | 2 | 01 | 020 | 000 | 2.01.020
Ss_15_30_32_50 | 15 | 30 | 32 | 50 | Masonry fungus treatment systems | Renewal Costs (RC) | Demolition, site preparation and formation | Environmental treatment |  | 3 | 01 | 020 | 000 | 3.01.020
Ss_15_30_32_50 | 15 | 30 | 32 | 50 | Masonry fungus treatment systems | Maintenance Costs (MC) | Demolition, site preparation and formation | Environmental treatment |  | 5 | 01 | 020 | 000 | 5.01.020
Ss_15_30_32_85 | 15 | 30 | 32 | 85 | Termite treatment systems | Construction Costs (CC) | Demolition, site preparation and formation | Environmental treatment |  | 2 | 01 | 020 | 000 | 2.01.020
Ss_15_30_32_85 | 15 | 30 | 32 | 85 | Termite treatment systems | Renewal Costs (RC) | Demolition, site preparation and formation | Environmental treatment |  | 3 | 01 | 020 | 000 | 3.01.020
Ss_15_30_32_85 | 15 | 30 | 32 | 85 | Termite treatment systems | Maintenance Costs (MC) | Demolition, site preparation and formation | Environmental treatment |  | 5 | 01 | 020 | 000 | 5.01.020
Ss_15_30_32_90 | 15 | 30 | 32 | 90 | Timber fungus treatment systems | Construction Costs (CC) | Demolition, site preparation and formation | Environmental treatment |  | 2 | 01 | 020 | 000 | 2.01.020
Ss_15_30_32_90 | 15 | 30 | 32 | 90 | Timber fungus treatment systems | Renewal Costs (RC) | Demolition, site preparation and formation | Environmental treatment |  | 3 | 01 | 020 | 000 | 3.01.020
Ss_15_30_32_90 | 15 | 30 | 32 | 90 | Timber fungus treatment systems | Maintenance Costs (MC) | Demolition, site preparation and formation | Environmental treatment |  | 5 | 01 | 020 | 000 | 5.01.020
Ss_15_30_33 | 15 | 30 | 33 |  | Glass repair and renovation systems | Construction Costs (CC) | Architectural works ¦ Non-structural works | Non-structural removal and alterations |  | 2 | 04 | 010 | 000 | 2.04.010
Ss_15_30_33 | 15 | 30 | 33 |  | Glass repair and renovation systems | Renewal Costs (RC) | Architectural works ¦ Non-structural works | Non-structural removal and alterations |  | 3 | 04 | 010 | 000 | 3.04.010
Ss_15_30_33 | 15 | 30 | 33 |  | Glass repair and renovation systems | Maintenance Costs (MC) | Architectural works ¦ Non-structural works | Non-structural removal and alterations |  | 5 | 04 | 010 | 000 | 5.04.010
Ss_15_30_36 | 15 | 30 | 36 |  | Grouting systems | Construction Costs (CC) | Structure | Structural removal and alterations |  | 2 | 03 | 010 | 000 | 2.03.010
Ss_15_30_36 | 15 | 30 | 36 |  | Grouting systems | Renewal Costs (RC) | Structure | Structural removal and alterations |  | 3 | 03 | 010 | 000 | 3.03.010
Ss_15_30_36 | 15 | 30 | 36 |  | Grouting systems | Maintenance Costs (MC) | Structure | Structural removal and alterations |  | 5 | 03 | 010 | 000 | 5.03.010
Ss_15_30_50 | 15 | 30 | 50 |  | Masonry repair and renovation systems | Construction Costs (CC) | Structure | Structural removal and alterations |  | 2 | 03 | 010 | 000 | 2.03.010
Ss_15_30_50 | 15 | 30 | 50 |  | Masonry repair and renovation systems | Renewal Costs (RC) | Structure | Structural removal and alterations |  | 3 | 03 | 010 | 000 | 3.03.010
Ss_15_30_50 | 15 | 30 | 50 |  | Masonry repair and renovation systems | Maintenance Costs (MC) | Structure | Structural removal and alterations |  | 5 | 03 | 010 | 000 | 5.03.010
Ss_15_30_50_50 | 15 | 30 | 50 | 50 | Masonry repair systems | Construction Costs (CC) | Structure | Structural removal and alterations |  | 2 | 03 | 010 | 000 | 2.03.010
Ss_15_30_50_50 | 15 | 30 | 50 | 50 | Masonry repair systems | Renewal Costs (RC) | Structure | Structural removal and alterations |  | 3 | 03 | 010 | 000 | 3.03.010
Ss_15_30_50_50 | 15 | 30 | 50 | 50 | Masonry repair systems | Maintenance Costs (MC) | Structure | Structural removal and alterations |  | 5 | 03 | 010 | 000 | 5.03.010
Ss_15_30_50_53 | 15 | 30 | 50 | 53 | Mortar joint repair systems | Construction Costs (CC) | Structure | Structural removal and alterations |  | 2 | 03 | 010 | 000 | 2.03.010
Ss_15_30_50_53 | 15 | 30 | 50 | 53 | Mortar joint repair systems | Renewal Costs (RC) | Structure | Structural removal and alterations |  | 3 | 03 | 010 | 000 | 3.03.010
Ss_15_30_50_53 | 15 | 30 | 50 | 53 | Mortar joint repair systems | Maintenance Costs (MC) | Structure | Structural removal and alterations |  | 5 | 03 | 010 | 000 | 5.03.010
Ss_15_30_50_55 | 15 | 30 | 50 | 55 | Mortar repointing systems | Construction Costs (CC) | Structure | Structural removal and alterations |  | 2 | 03 | 010 | 000 | 2.03.010
Ss_15_30_50_55 | 15 | 30 | 50 | 55 | Mortar repointing systems | Renewal Costs (RC) | Structure | Structural removal and alterations |  | 3 | 03 | 010 | 000 | 3.03.010
Ss_15_30_50_55 | 15 | 30 | 50 | 55 | Mortar repointing systems | Maintenance Costs (MC) | Structure | Structural removal and alterations |  | 5 | 03 | 010 | 000 | 5.03.010
Ss_15_30_52 | 15 | 30 | 52 |  | Metal repair and renovation systems | Construction Costs (CC) | Structure | Structural removal and alterations |  | 2 | 03 | 010 | 000 | 2.03.010
Ss_15_30_52 | 15 | 30 | 52 |  | Metal repair and renovation systems | Renewal Costs (RC) | Structure | Structural removal and alterations |  | 3 | 03 | 010 | 000 | 3.03.010
Ss_15_30_52 | 15 | 30 | 52 |  | Metal repair and renovation systems | Maintenance Costs (MC) | Structure | Structural removal and alterations |  | 5 | 03 | 010 | 000 | 5.03.010
Ss_15_30_52_03 | 15 | 30 | 52 | 03 | Aluminium repair systems | Construction Costs (CC) | Architectural works ¦ Non-structural works | Non-structural removal and alterations |  | 2 | 04 | 010 | 000 | 2.04.010
Ss_15_30_52_03 | 15 | 30 | 52 | 03 | Aluminium repair systems | Renewal Costs (RC) | Architectural works ¦ Non-structural works | Non-structural removal and alterations |  | 3 | 04 | 010 | 000 | 3.04.010
Ss_15_30_52_03 | 15 | 30 | 52 | 03 | Aluminium repair systems | Maintenance Costs (MC) | Architectural works ¦ Non-structural works | Non-structural removal and alterations |  | 5 | 04 | 010 | 000 | 5.04.010
Ss_15_30_52_15 | 15 | 30 | 52 | 15 | Copper repair systems | Construction Costs (CC) | Architectural works ¦ Non-structural works | Non-structural removal and alterations |  | 2 | 04 | 010 | 000 | 2.04.010
Ss_15_30_52_15 | 15 | 30 | 52 | 15 | Copper repair systems | Renewal Costs (RC) | Architectural works ¦ Non-structural works | Non-structural removal and alterations |  | 3 | 04 | 010 | 000 | 3.04.010
Ss_15_30_52_15 | 15 | 30 | 52 | 15 | Copper repair systems | Maintenance Costs (MC) | Architectural works ¦ Non-structural works | Non-structural removal and alterations |  | 5 | 04 | 010 | 000 | 5.04.010
Ss_15_30_52_42 | 15 | 30 | 52 | 42 | Iron repair systems | Construction Costs (CC) | Architectural works ¦ Non-structural works | Non-structural removal and alterations |  | 2 | 04 | 010 | 000 | 2.04.010
Ss_15_30_52_42 | 15 | 30 | 52 | 42 | Iron repair systems | Renewal Costs (RC) | Architectural works ¦ Non-structural works | Non-structural removal and alterations |  | 3 | 04 | 010 | 000 | 3.04.010
Ss_15_30_52_42 | 15 | 30 | 52 | 42 | Iron repair systems | Maintenance Costs (MC) | Architectural works ¦ Non-structural works | Non-structural removal and alterations |  | 5 | 04 | 010 | 000 | 5.04.010
Ss_15_30_52_46 | 15 | 30 | 52 | 46 | Lead repair systems | Construction Costs (CC) | Architectural works ¦ Non-structural works | Non-structural removal and alterations |  | 2 | 04 | 010 | 000 | 2.04.010
Ss_15_30_52_46 | 15 | 30 | 52 | 46 | Lead repair systems | Renewal Costs (RC) | Architectural works ¦ Non-structural works | Non-structural removal and alterations |  | 3 | 04 | 010 | 000 | 3.04.010
Ss_15_30_52_46 | 15 | 30 | 52 | 46 | Lead repair systems | Maintenance Costs (MC) | Architectural works ¦ Non-structural works | Non-structural removal and alterations |  | 5 | 04 | 010 | 000 | 5.04.010
Ss_15_30_52_84 | 15 | 30 | 52 | 84 | Steel repair systems | Construction Costs (CC) | Architectural works ¦ Non-structural works | Non-structural removal and alterations |  | 2 | 04 | 010 | 000 | 2.04.010
Ss_15_30_52_84 | 15 | 30 | 52 | 84 | Steel repair systems | Renewal Costs (RC) | Architectural works ¦ Non-structural works | Non-structural removal and alterations |  | 3 | 04 | 010 | 000 | 3.04.010
Ss_15_30_52_84 | 15 | 30 | 52 | 84 | Steel repair systems | Maintenance Costs (MC) | Architectural works ¦ Non-structural works | Non-structural removal and alterations |  | 5 | 04 | 010 | 000 | 5.04.010
Ss_15_30_65 | 15 | 30 | 65 |  | Pipeline renovation systems | Construction Costs (CC) | Demolition, site preparation and formation | Temporary protection, diversion and relocation of public utilities |  | 2 | 01 | 100 | 000 | 2.01.100
Ss_15_30_65 | 15 | 30 | 65 |  | Pipeline renovation systems | Renewal Costs (RC) | Demolition, site preparation and formation | Temporary protection, diversion and relocation of public utilities |  | 3 | 01 | 100 | 000 | 3.01.100
Ss_15_30_65 | 15 | 30 | 65 |  | Pipeline renovation systems | Maintenance Costs (MC) | Demolition, site preparation and formation | Temporary protection, diversion and relocation of public utilities |  | 5 | 01 | 100 | 000 | 5.01.100
Ss_15_30_65_15 | 15 | 30 | 65 | 15 | Close fit plastics pipe lining systems | Construction Costs (CC) | Demolition, site preparation and formation | Temporary protection, diversion and relocation of public utilities |  | 2 | 01 | 100 | 000 | 2.01.100
Ss_15_30_65_15 | 15 | 30 | 65 | 15 | Close fit plastics pipe lining systems | Renewal Costs (RC) | Demolition, site preparation and formation | Temporary protection, diversion and relocation of public utilities |  | 3 | 01 | 100 | 000 | 3.01.100
Ss_15_30_65_15 | 15 | 30 | 65 | 15 | Close fit plastics pipe lining systems | Maintenance Costs (MC) | Demolition, site preparation and formation | Temporary protection, diversion and relocation of public utilities |  | 5 | 01 | 100 | 000 | 5.01.100
Ss_15_30_65_17 | 15 | 30 | 65 | 17 | Continuous plastics pipe lining systems | Construction Costs (CC) | Demolition, site preparation and formation | Temporary protection, diversion and relocation of public utilities |  | 2 | 01 | 100 | 000 | 2.01.100
Ss_15_30_65_17 | 15 | 30 | 65 | 17 | Continuous plastics pipe lining systems | Renewal Costs (RC) | Demolition, site preparation and formation | Temporary protection, diversion and relocation of public utilities |  | 3 | 01 | 100 | 000 | 3.01.100
Ss_15_30_65_17 | 15 | 30 | 65 | 17 | Continuous plastics pipe lining systems | Maintenance Costs (MC) | Demolition, site preparation and formation | Temporary protection, diversion and relocation of public utilities |  | 5 | 01 | 100 | 000 | 5.01.100
Ss_15_30_65_20 | 15 | 30 | 65 | 20 | Cured in place lining systems | Construction Costs (CC) | Demolition, site preparation and formation | Temporary protection, diversion and relocation of public utilities |  | 2 | 01 | 100 | 000 | 2.01.100
Ss_15_30_65_20 | 15 | 30 | 65 | 20 | Cured in place lining systems | Renewal Costs (RC) | Demolition, site preparation and formation | Temporary protection, diversion and relocation of public utilities |  | 3 | 01 | 100 | 000 | 3.01.100
Ss_15_30_65_20 | 15 | 30 | 65 | 20 | Cured in place lining systems | Maintenance Costs (MC) | Demolition, site preparation and formation | Temporary protection, diversion and relocation of public utilities |  | 5 | 01 | 100 | 000 | 5.01.100
Ss_15_30_65_65 | 15 | 30 | 65 | 65 | Preformed lining systems | Construction Costs (CC) | Demolition, site preparation and formation | Temporary protection, diversion and relocation of public utilities |  | 2 | 01 | 100 | 000 | 2.01.100
Ss_15_30_65_65 | 15 | 30 | 65 | 65 | Preformed lining systems | Renewal Costs (RC) | Demolition, site preparation and formation | Temporary protection, diversion and relocation of public utilities |  | 3 | 01 | 100 | 000 | 3.01.100
Ss_15_30_65_65 | 15 | 30 | 65 | 65 | Preformed lining systems | Maintenance Costs (MC) | Demolition, site preparation and formation | Temporary protection, diversion and relocation of public utilities |  | 5 | 01 | 100 | 000 | 5.01.100
Ss_15_30_65_72 | 15 | 30 | 65 | 72 | Rigidly anchored plastics inner layer (RAPL) lining systems | Construction Costs (CC) | Demolition, site preparation and formation | Temporary protection, diversion and relocation of public utilities |  | 2 | 01 | 100 | 000 | 2.01.100
Ss_15_30_65_72 | 15 | 30 | 65 | 72 | Rigidly anchored plastics inner layer (RAPL) lining systems | Renewal Costs (RC) | Demolition, site preparation and formation | Temporary protection, diversion and relocation of public utilities |  | 3 | 01 | 100 | 000 | 3.01.100
Ss_15_30_65_72 | 15 | 30 | 65 | 72 | Rigidly anchored plastics inner layer (RAPL) lining systems | Maintenance Costs (MC) | Demolition, site preparation and formation | Temporary protection, diversion and relocation of public utilities |  | 5 | 01 | 100 | 000 | 5.01.100
Ss_15_30_65_80 | 15 | 30 | 65 | 80 | Spray lining systems | Construction Costs (CC) | Demolition, site preparation and formation | Temporary protection, diversion and relocation of public utilities |  | 2 | 01 | 100 | 000 | 2.01.100
Ss_15_30_65_80 | 15 | 30 | 65 | 80 | Spray lining systems | Renewal Costs (RC) | Demolition, site preparation and formation | Temporary protection, diversion and relocation of public utilities |  | 3 | 01 | 100 | 000 | 3.01.100
Ss_15_30_65_80 | 15 | 30 | 65 | 80 | Spray lining systems | Maintenance Costs (MC) | Demolition, site preparation and formation | Temporary protection, diversion and relocation of public utilities |  | 5 | 01 | 100 | 000 | 5.01.100
Ss_15_30_65_81 | 15 | 30 | 65 | 81 | Spirally wound plastics pipe lining systems | Construction Costs (CC) | Demolition, site preparation and formation | Temporary protection, diversion and relocation of public utilities |  | 2 | 01 | 100 | 000 | 2.01.100
Ss_15_30_65_81 | 15 | 30 | 65 | 81 | Spirally wound plastics pipe lining systems | Renewal Costs (RC) | Demolition, site preparation and formation | Temporary protection, diversion and relocation of public utilities |  | 3 | 01 | 100 | 000 | 3.01.100
Ss_15_30_65_81 | 15 | 30 | 65 | 81 | Spirally wound plastics pipe lining systems | Maintenance Costs (MC) | Demolition, site preparation and formation | Temporary protection, diversion and relocation of public utilities |  | 5 | 01 | 100 | 000 | 5.01.100
Ss_15_30_90 | 15 | 30 | 90 |  | Timber repair and renovation systems | Construction Costs (CC) | Architectural works ¦ Non-structural works | Non-structural removal and alterations |  | 2 | 04 | 010 | 000 | 2.04.010
Ss_15_30_90 | 15 | 30 | 90 |  | Timber repair and renovation systems | Renewal Costs (RC) | Architectural works ¦ Non-structural works | Non-structural removal and alterations |  | 3 | 04 | 010 | 000 | 3.04.010
Ss_15_30_90 | 15 | 30 | 90 |  | Timber repair and renovation systems | Maintenance Costs (MC) | Architectural works ¦ Non-structural works | Non-structural removal and alterations |  | 5 | 04 | 010 | 000 | 5.04.010
Ss_15_30_90_82 | 15 | 30 | 90 | 82 | Timber end lap repair systems | Construction Costs (CC) | Architectural works ¦ Non-structural works | Non-structural removal and alterations |  | 2 | 04 | 010 | 000 | 2.04.010
Ss_15_30_90_82 | 15 | 30 | 90 | 82 | Timber end lap repair systems | Renewal Costs (RC) | Architectural works ¦ Non-structural works | Non-structural removal and alterations |  | 3 | 04 | 010 | 000 | 3.04.010
Ss_15_30_90_82 | 15 | 30 | 90 | 82 | Timber end lap repair systems | Maintenance Costs (MC) | Architectural works ¦ Non-structural works | Non-structural removal and alterations |  | 5 | 04 | 010 | 000 | 5.04.010
Ss_15_30_90_84 | 15 | 30 | 90 | 84 | Timber joint strengthening systems | Construction Costs (CC) | Architectural works ¦ Non-structural works | Non-structural removal and alterations |  | 2 | 04 | 010 | 000 | 2.04.010
Ss_15_30_90_84 | 15 | 30 | 90 | 84 | Timber joint strengthening systems | Renewal Costs (RC) | Architectural works ¦ Non-structural works | Non-structural removal and alterations |  | 3 | 04 | 010 | 000 | 3.04.010
Ss_15_30_90_84 | 15 | 30 | 90 | 84 | Timber joint strengthening systems | Maintenance Costs (MC) | Architectural works ¦ Non-structural works | Non-structural removal and alterations |  | 5 | 04 | 010 | 000 | 5.04.010
Ss_15_30_90_86 | 15 | 30 | 90 | 86 | Timber section repair external splice systems | Construction Costs (CC) | Architectural works ¦ Non-structural works | Non-structural removal and alterations |  | 2 | 04 | 010 | 000 | 2.04.010
Ss_15_30_90_86 | 15 | 30 | 90 | 86 | Timber section repair external splice systems | Renewal Costs (RC) | Architectural works ¦ Non-structural works | Non-structural removal and alterations |  | 3 | 04 | 010 | 000 | 3.04.010
Ss_15_30_90_86 | 15 | 30 | 90 | 86 | Timber section repair external splice systems | Maintenance Costs (MC) | Architectural works ¦ Non-structural works | Non-structural removal and alterations |  | 5 | 04 | 010 | 000 | 5.04.010
Ss_15_30_90_88 | 15 | 30 | 90 | 88 | Timber section repair internal reinforcement systems | Construction Costs (CC) | Architectural works ¦ Non-structural works | Non-structural removal and alterations |  | 2 | 04 | 010 | 000 | 2.04.010
Ss_15_30_90_88 | 15 | 30 | 90 | 88 | Timber section repair internal reinforcement systems | Renewal Costs (RC) | Architectural works ¦ Non-structural works | Non-structural removal and alterations |  | 3 | 04 | 010 | 000 | 3.04.010
Ss_15_30_90_88 | 15 | 30 | 90 | 88 | Timber section repair internal reinforcement systems | Maintenance Costs (MC) | Architectural works ¦ Non-structural works | Non-structural removal and alterations |  | 5 | 04 | 010 | 000 | 5.04.010
Ss_15_30_90_90 | 15 | 30 | 90 | 90 | Timber section strengthening external reinforcement systems | Construction Costs (CC) | Architectural works ¦ Non-structural works | Non-structural removal and alterations |  | 2 | 04 | 010 | 000 | 2.04.010
Ss_15_30_90_90 | 15 | 30 | 90 | 90 | Timber section strengthening external reinforcement systems | Renewal Costs (RC) | Architectural works ¦ Non-structural works | Non-structural removal and alterations |  | 3 | 04 | 010 | 000 | 3.04.010
Ss_15_30_90_90 | 15 | 30 | 90 | 90 | Timber section strengthening external reinforcement systems | Maintenance Costs (MC) | Architectural works ¦ Non-structural works | Non-structural removal and alterations |  | 5 | 04 | 010 | 000 | 5.04.010
Ss_15_30_90_92 | 15 | 30 | 90 | 92 | Timber section strengthening internal reinforcement systems | Construction Costs (CC) | Architectural works ¦ Non-structural works | Non-structural removal and alterations |  | 2 | 04 | 010 | 000 | 2.04.010
Ss_15_30_90_92 | 15 | 30 | 90 | 92 | Timber section strengthening internal reinforcement systems | Renewal Costs (RC) | Architectural works ¦ Non-structural works | Non-structural removal and alterations |  | 3 | 04 | 010 | 000 | 3.04.010
Ss_15_30_90_92 | 15 | 30 | 90 | 92 | Timber section strengthening internal reinforcement systems | Maintenance Costs (MC) | Architectural works ¦ Non-structural works | Non-structural removal and alterations |  | 5 | 04 | 010 | 000 | 5.04.010
Ss_15_95 | 15 | 95 |  |  | Temporary works systems | Construction Costs (CC) | Preliminaries ¦ Constructors’ site overheads ¦ general requirements | Other temporary facilities and services |  | 2 | 08 | 060 | 000 | 2.08.060
Ss_15_95 | 15 | 95 |  |  | Temporary works systems | Renewal Costs (RC) | Preliminaries ¦ Constructors’ site overheads ¦ general requirements | Other temporary facilities and services |  | 3 | 08 | 060 | 000 | 3.08.060
Ss_15_95 | 15 | 95 |  |  | Temporary works systems | Maintenance Costs (MC) | Preliminaries ¦ Constructors’ site overheads ¦ general requirements | Other temporary facilities and services |  | 5 | 08 | 060 | 000 | 5.08.060
Ss_15_95_15 | 15 | 95 | 15 |  | Temporary preparatory works systems | Construction Costs (CC) | Preliminaries ¦ Constructors’ site overheads ¦ general requirements | Other temporary facilities and services |  | 2 | 08 | 060 | 000 | 2.08.060
Ss_15_95_15 | 15 | 95 | 15 |  | Temporary preparatory works systems | Renewal Costs (RC) | Preliminaries ¦ Constructors’ site overheads ¦ general requirements | Other temporary facilities and services |  | 3 | 08 | 060 | 000 | 3.08.060
Ss_15_95_15 | 15 | 95 | 15 |  | Temporary preparatory works systems | Maintenance Costs (MC) | Preliminaries ¦ Constructors’ site overheads ¦ general requirements | Other temporary facilities and services |  | 5 | 08 | 060 | 000 | 5.08.060
Ss_15_95_15_10 | 15 | 95 | 15 | 10 | Borehole systems | Construction Costs (CC) | Demolition, site preparation and formation | Site survey and ground investigation |  | 2 | 01 | 010 | 000 | 2.01.010
Ss_15_95_15_10 | 15 | 95 | 15 | 10 | Borehole systems | Renewal Costs (RC) | Demolition, site preparation and formation | Site survey and ground investigation |  | 3 | 01 | 010 | 000 | 3.01.010
Ss_15_95_15_10 | 15 | 95 | 15 | 10 | Borehole systems | Maintenance Costs (MC) | Demolition, site preparation and formation | Site survey and ground investigation |  | 5 | 01 | 010 | 000 | 5.01.010
Ss_15_95_17 | 15 | 95 | 17 |  | Temporary protection systems | Construction Costs (CC) | Preliminaries ¦ Constructors’ site overheads ¦ general requirements | Other temporary facilities and services |  | 2 | 08 | 060 | 000 | 2.08.060
Ss_15_95_17 | 15 | 95 | 17 |  | Temporary protection systems | Renewal Costs (RC) | Preliminaries ¦ Constructors’ site overheads ¦ general requirements | Other temporary facilities and services |  | 3 | 08 | 060 | 000 | 3.08.060
Ss_15_95_17 | 15 | 95 | 17 |  | Temporary protection systems | Maintenance Costs (MC) | Preliminaries ¦ Constructors’ site overheads ¦ general requirements | Other temporary facilities and services |  | 5 | 08 | 060 | 000 | 5.08.060
Ss_15_95_17_90 | 15 | 95 | 17 | 90 | Temporary backfill systems | Construction Costs (CC) | Preliminaries ¦ Constructors’ site overheads ¦ general requirements | Other temporary facilities and services |  | 2 | 08 | 060 | 000 | 2.08.060
Ss_15_95_17_90 | 15 | 95 | 17 | 90 | Temporary backfill systems | Renewal Costs (RC) | Preliminaries ¦ Constructors’ site overheads ¦ general requirements | Other temporary facilities and services |  | 3 | 08 | 060 | 000 | 3.08.060
Ss_15_95_17_90 | 15 | 95 | 17 | 90 | Temporary backfill systems | Maintenance Costs (MC) | Preliminaries ¦ Constructors’ site overheads ¦ general requirements | Other temporary facilities and services |  | 5 | 08 | 060 | 000 | 5.08.060
Ss_15_95_20 | 15 | 95 | 20 |  | Temporary whole entity structural works systems | Construction Costs (CC) | Preliminaries ¦ Constructors’ site overheads ¦ general requirements | Other temporary facilities and services |  | 2 | 08 | 060 | 000 | 2.08.060
Ss_15_95_20 | 15 | 95 | 20 |  | Temporary whole entity structural works systems | Renewal Costs (RC) | Preliminaries ¦ Constructors’ site overheads ¦ general requirements | Other temporary facilities and services |  | 3 | 08 | 060 | 000 | 3.08.060
Ss_15_95_20 | 15 | 95 | 20 |  | Temporary whole entity structural works systems | Maintenance Costs (MC) | Preliminaries ¦ Constructors’ site overheads ¦ general requirements | Other temporary facilities and services |  | 5 | 08 | 060 | 000 | 5.08.060
Ss_15_95_20_30 | 15 | 95 | 20 | 30 | Flying shores systems | Construction Costs (CC) | Substructure | Basement sides and bottom |  | 2 | 02 | 030 | 000 | 2.02.030
Ss_15_95_20_30 | 15 | 95 | 20 | 30 | Flying shores systems | Renewal Costs (RC) | Substructure | Basement sides and bottom |  | 3 | 02 | 030 | 000 | 3.02.030
Ss_15_95_20_30 | 15 | 95 | 20 | 30 | Flying shores systems | Maintenance Costs (MC) | Substructure | Basement sides and bottom |  | 5 | 02 | 030 | 000 | 5.02.030
Ss_15_95_20_32 | 15 | 95 | 20 | 32 | Framed retention structure systems | Construction Costs (CC) | External and ancillary works | Permanent retaining structures |  | 2 | 07 | 010 | 000 | 2.07.010
Ss_15_95_20_32 | 15 | 95 | 20 | 32 | Framed retention structure systems | Renewal Costs (RC) | External and ancillary works | Permanent retaining structures |  | 3 | 07 | 010 | 000 | 3.07.010
Ss_15_95_20_32 | 15 | 95 | 20 | 32 | Framed retention structure systems | Maintenance Costs (MC) | External and ancillary works | Permanent retaining structures |  | 5 | 07 | 010 | 000 | 5.07.010
Ss_15_95_20_70 | 15 | 95 | 20 | 70 | Raking shores systems | Construction Costs (CC) | External and ancillary works | Permanent retaining structures |  | 2 | 07 | 010 | 000 | 2.07.010
Ss_15_95_20_70 | 15 | 95 | 20 | 70 | Raking shores systems | Renewal Costs (RC) | External and ancillary works | Permanent retaining structures |  | 3 | 07 | 010 | 000 | 3.07.010
Ss_15_95_20_70 | 15 | 95 | 20 | 70 | Raking shores systems | Maintenance Costs (MC) | External and ancillary works | Permanent retaining structures |  | 5 | 07 | 010 | 000 | 5.07.010
Ss_15_95_20_72 | 15 | 95 | 20 | 72 | Retention structure systems | Construction Costs (CC) | External and ancillary works | Permanent retaining structures |  | 2 | 07 | 010 | 000 | 2.07.010
Ss_15_95_20_72 | 15 | 95 | 20 | 72 | Retention structure systems | Renewal Costs (RC) | External and ancillary works | Permanent retaining structures |  | 3 | 07 | 010 | 000 | 3.07.010
Ss_15_95_20_72 | 15 | 95 | 20 | 72 | Retention structure systems | Maintenance Costs (MC) | External and ancillary works | Permanent retaining structures |  | 5 | 07 | 010 | 000 | 5.07.010
Ss_15_95_20_75 | 15 | 95 | 20 | 75 | Scaffold retention structure systems | Construction Costs (CC) | External and ancillary works | Permanent retaining structures |  | 2 | 07 | 010 | 000 | 2.07.010
Ss_15_95_20_75 | 15 | 95 | 20 | 75 | Scaffold retention structure systems | Renewal Costs (RC) | External and ancillary works | Permanent retaining structures |  | 3 | 07 | 010 | 000 | 3.07.010
Ss_15_95_20_75 | 15 | 95 | 20 | 75 | Scaffold retention structure systems | Maintenance Costs (MC) | External and ancillary works | Permanent retaining structures |  | 5 | 07 | 010 | 000 | 5.07.010
Ss_15_95_20_87 | 15 | 95 | 20 | 87 | Thrust pit systems | Construction Costs (CC) | Preliminaries ¦ Constructors’ site overheads ¦ general requirements | Other temporary facilities and services |  | 2 | 08 | 060 | 000 | 2.08.060
Ss_15_95_20_87 | 15 | 95 | 20 | 87 | Thrust pit systems | Renewal Costs (RC) | Preliminaries ¦ Constructors’ site overheads ¦ general requirements | Other temporary facilities and services |  | 3 | 08 | 060 | 000 | 3.08.060
Ss_15_95_20_87 | 15 | 95 | 20 | 87 | Thrust pit systems | Maintenance Costs (MC) | Preliminaries ¦ Constructors’ site overheads ¦ general requirements | Other temporary facilities and services |  | 5 | 08 | 060 | 000 | 5.08.060
Ss_15_95_25 | 15 | 95 | 25 |  | Temporary wall and barrier works systems | Construction Costs (CC) | Preliminaries ¦ Constructors’ site overheads ¦ general requirements | Other temporary facilities and services |  | 2 | 08 | 060 | 000 | 2.08.060
Ss_15_95_25 | 15 | 95 | 25 |  | Temporary wall and barrier works systems | Renewal Costs (RC) | Preliminaries ¦ Constructors’ site overheads ¦ general requirements | Other temporary facilities and services |  | 3 | 08 | 060 | 000 | 3.08.060
Ss_15_95_25 | 15 | 95 | 25 |  | Temporary wall and barrier works systems | Maintenance Costs (MC) | Preliminaries ¦ Constructors’ site overheads ¦ general requirements | Other temporary facilities and services |  | 5 | 08 | 060 | 000 | 5.08.060
Ss_15_95_30 | 15 | 95 | 30 |  | Temporary roof, floor and paving works systems | Construction Costs (CC) | Preliminaries ¦ Constructors’ site overheads ¦ general requirements | Other temporary facilities and services |  | 2 | 08 | 060 | 000 | 2.08.060
Ss_15_95_30 | 15 | 95 | 30 |  | Temporary roof, floor and paving works systems | Renewal Costs (RC) | Preliminaries ¦ Constructors’ site overheads ¦ general requirements | Other temporary facilities and services |  | 3 | 08 | 060 | 000 | 3.08.060
Ss_15_95_30 | 15 | 95 | 30 |  | Temporary roof, floor and paving works systems | Maintenance Costs (MC) | Preliminaries ¦ Constructors’ site overheads ¦ general requirements | Other temporary facilities and services |  | 5 | 08 | 060 | 000 | 5.08.060
Ss_15_95_32 | 15 | 95 | 32 |  | Temporary water and land management systems | Construction Costs (CC) | Demolition, site preparation and formation | Temporary surface drainage and dewatering |  | 2 | 01 | 090 | 000 | 2.01.090
Ss_15_95_32 | 15 | 95 | 32 |  | Temporary water and land management systems | Renewal Costs (RC) | Demolition, site preparation and formation | Temporary surface drainage and dewatering |  | 3 | 01 | 090 | 000 | 3.01.090
Ss_15_95_32 | 15 | 95 | 32 |  | Temporary water and land management systems | Maintenance Costs (MC) | Demolition, site preparation and formation | Temporary surface drainage and dewatering |  | 5 | 01 | 090 | 000 | 5.01.090
Ss_15_95_32_85 | 15 | 95 | 32 | 85 | Sedimentation ponds | Construction Costs (CC) | Demolition, site preparation and formation | Temporary surface drainage and dewatering |  | 2 | 01 | 090 | 000 | 2.01.090
Ss_15_95_32_85 | 15 | 95 | 32 | 85 | Sedimentation ponds | Renewal Costs (RC) | Demolition, site preparation and formation | Temporary surface drainage and dewatering |  | 3 | 01 | 090 | 000 | 3.01.090
Ss_15_95_32_85 | 15 | 95 | 32 | 85 | Sedimentation ponds | Maintenance Costs (MC) | Demolition, site preparation and formation | Temporary surface drainage and dewatering |  | 5 | 01 | 090 | 000 | 5.01.090
Ss_15_95_35 | 15 | 95 | 35 |  | Temporary fixed access, tunnel, shaft, vessel and tower works systems | Construction Costs (CC) | Preliminaries ¦ Constructors’ site overheads ¦ general requirements | Other temporary facilities and services |  | 2 | 08 | 060 | 000 | 2.08.060
Ss_15_95_35 | 15 | 95 | 35 |  | Temporary fixed access, tunnel, shaft, vessel and tower works systems | Renewal Costs (RC) | Preliminaries ¦ Constructors’ site overheads ¦ general requirements | Other temporary facilities and services |  | 3 | 08 | 060 | 000 | 3.08.060
Ss_15_95_35 | 15 | 95 | 35 |  | Temporary fixed access, tunnel, shaft, vessel and tower works systems | Maintenance Costs (MC) | Preliminaries ¦ Constructors’ site overheads ¦ general requirements | Other temporary facilities and services |  | 5 | 08 | 060 | 000 | 5.08.060
Ss_15_95_40 | 15 | 95 | 40 |  | Temporary signage and fittings, furnishings and equipment (FF&E) works systems | Construction Costs (CC) | Preliminaries ¦ Constructors’ site overheads ¦ general requirements | Temporary site fencing and securities |  | 2 | 08 | 030 | 000 | 2.08.030
Ss_15_95_40 | 15 | 95 | 40 |  | Temporary signage and fittings, furnishings and equipment (FF&E) works systems | Renewal Costs (RC) | Preliminaries ¦ Constructors’ site overheads ¦ general requirements | Temporary site fencing and securities |  | 3 | 08 | 030 | 000 | 3.08.030
Ss_15_95_40 | 15 | 95 | 40 |  | Temporary signage and fittings, furnishings and equipment (FF&E) works systems | Maintenance Costs (MC) | Preliminaries ¦ Constructors’ site overheads ¦ general requirements | Temporary site fencing and securities |  | 5 | 08 | 030 | 000 | 5.08.030
Ss_15_95_45 | 15 | 95 | 45 |  | Temporary flora and fauna systems | Construction Costs (CC) | Preliminaries ¦ Constructors’ site overheads ¦ general requirements | Other temporary facilities and services |  | 2 | 08 | 060 | 000 | 2.08.060
Ss_15_95_45 | 15 | 95 | 45 |  | Temporary flora and fauna systems | Renewal Costs (RC) | Preliminaries ¦ Constructors’ site overheads ¦ general requirements | Other temporary facilities and services |  | 3 | 08 | 060 | 000 | 3.08.060
Ss_15_95_45 | 15 | 95 | 45 |  | Temporary flora and fauna systems | Maintenance Costs (MC) | Preliminaries ¦ Constructors’ site overheads ¦ general requirements | Other temporary facilities and services |  | 5 | 08 | 060 | 000 | 5.08.060
Ss_15_95_45_42 | 15 | 95 | 45 | 42 | Intercropping systems | Construction Costs (CC) | Preliminaries ¦ Constructors’ site overheads ¦ general requirements | Other temporary facilities and services |  | 2 | 08 | 060 | 000 | 2.08.060
Ss_15_95_45_42 | 15 | 95 | 45 | 42 | Intercropping systems | Renewal Costs (RC) | Preliminaries ¦ Constructors’ site overheads ¦ general requirements | Other temporary facilities and services |  | 3 | 08 | 060 | 000 | 3.08.060
Ss_15_95_45_42 | 15 | 95 | 45 | 42 | Intercropping systems | Maintenance Costs (MC) | Preliminaries ¦ Constructors’ site overheads ¦ general requirements | Other temporary facilities and services |  | 5 | 08 | 060 | 000 | 5.08.060
Ss_15_95_45_85 | 15 | 95 | 45 | 85 | Spoil heap temporary crop systems | Construction Costs (CC) | Preliminaries ¦ Constructors’ site overheads ¦ general requirements | Other temporary facilities and services |  | 2 | 08 | 060 | 000 | 2.08.060
Ss_15_95_45_85 | 15 | 95 | 45 | 85 | Spoil heap temporary crop systems | Renewal Costs (RC) | Preliminaries ¦ Constructors’ site overheads ¦ general requirements | Other temporary facilities and services |  | 3 | 08 | 060 | 000 | 3.08.060
Ss_15_95_45_85 | 15 | 95 | 45 | 85 | Spoil heap temporary crop systems | Maintenance Costs (MC) | Preliminaries ¦ Constructors’ site overheads ¦ general requirements | Other temporary facilities and services |  | 5 | 08 | 060 | 000 | 5.08.060
Ss_15_95_45_90 | 15 | 95 | 45 | 90 | Topsoil heap temporary crop systems | Construction Costs (CC) | Preliminaries ¦ Constructors’ site overheads ¦ general requirements | Other temporary facilities and services |  | 2 | 08 | 060 | 000 | 2.08.060
Ss_15_95_45_90 | 15 | 95 | 45 | 90 | Topsoil heap temporary crop systems | Renewal Costs (RC) | Preliminaries ¦ Constructors’ site overheads ¦ general requirements | Other temporary facilities and services |  | 3 | 08 | 060 | 000 | 3.08.060
Ss_15_95_45_90 | 15 | 95 | 45 | 90 | Topsoil heap temporary crop systems | Maintenance Costs (MC) | Preliminaries ¦ Constructors’ site overheads ¦ general requirements | Other temporary facilities and services |  | 5 | 08 | 060 | 000 | 5.08.060
Ss_15_95_55 | 15 | 95 | 55 |  | Temporary piped supply works systems | Construction Costs (CC) | Preliminaries ¦ Constructors’ site overheads ¦ general requirements | Other temporary facilities and services |  | 2 | 08 | 060 | 000 | 2.08.060
Ss_15_95_55 | 15 | 95 | 55 |  | Temporary piped supply works systems | Renewal Costs (RC) | Preliminaries ¦ Constructors’ site overheads ¦ general requirements | Other temporary facilities and services |  | 3 | 08 | 060 | 000 | 3.08.060
Ss_15_95_55 | 15 | 95 | 55 |  | Temporary piped supply works systems | Maintenance Costs (MC) | Preliminaries ¦ Constructors’ site overheads ¦ general requirements | Other temporary facilities and services |  | 5 | 08 | 060 | 000 | 5.08.060
Ss_15_95_55_90 | 15 | 95 | 55 | 90 | Tunnelling compressed air systems | Construction Costs (CC) | Preliminaries ¦ Constructors’ site overheads ¦ general requirements | Other temporary facilities and services |  | 2 | 08 | 060 | 000 | 2.08.060
Ss_15_95_55_90 | 15 | 95 | 55 | 90 | Tunnelling compressed air systems | Renewal Costs (RC) | Preliminaries ¦ Constructors’ site overheads ¦ general requirements | Other temporary facilities and services |  | 3 | 08 | 060 | 000 | 3.08.060
Ss_15_95_55_90 | 15 | 95 | 55 | 90 | Tunnelling compressed air systems | Maintenance Costs (MC) | Preliminaries ¦ Constructors’ site overheads ¦ general requirements | Other temporary facilities and services |  | 5 | 08 | 060 | 000 | 5.08.060
Ss_15_95_60 | 15 | 95 | 60 |  | Temporary heating, cooling and refrigeration works systems | Construction Costs (CC) | Preliminaries ¦ Constructors’ site overheads ¦ general requirements | Other temporary facilities and services |  | 2 | 08 | 060 | 000 | 2.08.060
Ss_15_95_60 | 15 | 95 | 60 |  | Temporary heating, cooling and refrigeration works systems | Renewal Costs (RC) | Preliminaries ¦ Constructors’ site overheads ¦ general requirements | Other temporary facilities and services |  | 3 | 08 | 060 | 000 | 3.08.060
Ss_15_95_60 | 15 | 95 | 60 |  | Temporary heating, cooling and refrigeration works systems | Maintenance Costs (MC) | Preliminaries ¦ Constructors’ site overheads ¦ general requirements | Other temporary facilities and services |  | 5 | 08 | 060 | 000 | 5.08.060
Ss_15_95_65 | 15 | 95 | 65 |  | Temporary ventilation and air conditioning works systems | Construction Costs (CC) | Preliminaries ¦ Constructors’ site overheads ¦ general requirements | Other temporary facilities and services |  | 2 | 08 | 060 | 000 | 2.08.060
Ss_15_95_65 | 15 | 95 | 65 |  | Temporary ventilation and air conditioning works systems | Renewal Costs (RC) | Preliminaries ¦ Constructors’ site overheads ¦ general requirements | Other temporary facilities and services |  | 3 | 08 | 060 | 000 | 3.08.060
Ss_15_95_65 | 15 | 95 | 65 |  | Temporary ventilation and air conditioning works systems | Maintenance Costs (MC) | Preliminaries ¦ Constructors’ site overheads ¦ general requirements | Other temporary facilities and services |  | 5 | 08 | 060 | 000 | 5.08.060
Ss_15_95_70 | 15 | 95 | 70 |  | Temporary electrical works systems | Construction Costs (CC) | Preliminaries ¦ Constructors’ site overheads ¦ general requirements | Other temporary facilities and services |  | 2 | 08 | 060 | 000 | 2.08.060
Ss_15_95_70 | 15 | 95 | 70 |  | Temporary electrical works systems | Renewal Costs (RC) | Preliminaries ¦ Constructors’ site overheads ¦ general requirements | Other temporary facilities and services |  | 3 | 08 | 060 | 000 | 3.08.060
Ss_15_95_70 | 15 | 95 | 70 |  | Temporary electrical works systems | Maintenance Costs (MC) | Preliminaries ¦ Constructors’ site overheads ¦ general requirements | Other temporary facilities and services |  | 5 | 08 | 060 | 000 | 5.08.060
Ss_15_95_75 | 15 | 95 | 75 |  | Temporary communications, security, safety, control and protection works systems | Construction Costs (CC) | Preliminaries ¦ Constructors’ site overheads ¦ general requirements | Other temporary facilities and services |  | 2 | 08 | 060 | 000 | 2.08.060
Ss_15_95_75 | 15 | 95 | 75 |  | Temporary communications, security, safety, control and protection works systems | Renewal Costs (RC) | Preliminaries ¦ Constructors’ site overheads ¦ general requirements | Other temporary facilities and services |  | 3 | 08 | 060 | 000 | 3.08.060
Ss_15_95_75 | 15 | 95 | 75 |  | Temporary communications, security, safety, control and protection works systems | Maintenance Costs (MC) | Preliminaries ¦ Constructors’ site overheads ¦ general requirements | Other temporary facilities and services |  | 5 | 08 | 060 | 000 | 5.08.060
Ss_15_95_80 | 15 | 95 | 80 |  | Temporary pavement works systems | Construction Costs (CC) | Preliminaries ¦ Constructors’ site overheads ¦ general requirements | Other temporary facilities and services |  | 2 | 08 | 060 | 000 | 2.08.060
Ss_15_95_80 | 15 | 95 | 80 |  | Temporary pavement works systems | Renewal Costs (RC) | Preliminaries ¦ Constructors’ site overheads ¦ general requirements | Other temporary facilities and services |  | 3 | 08 | 060 | 000 | 3.08.060
Ss_15_95_80 | 15 | 95 | 80 |  | Temporary pavement works systems | Maintenance Costs (MC) | Preliminaries ¦ Constructors’ site overheads ¦ general requirements | Other temporary facilities and services |  | 5 | 08 | 060 | 000 | 5.08.060
Ss_15_95_80_02 | 15 | 95 | 80 | 02 | Temporary access road systems | Construction Costs (CC) | Preliminaries ¦ Constructors’ site overheads ¦ general requirements | Other temporary facilities and services |  | 2 | 08 | 060 | 000 | 2.08.060
Ss_15_95_80_02 | 15 | 95 | 80 | 02 | Temporary access road systems | Renewal Costs (RC) | Preliminaries ¦ Constructors’ site overheads ¦ general requirements | Other temporary facilities and services |  | 3 | 08 | 060 | 000 | 3.08.060
Ss_15_95_80_02 | 15 | 95 | 80 | 02 | Temporary access road systems | Maintenance Costs (MC) | Preliminaries ¦ Constructors’ site overheads ¦ general requirements | Other temporary facilities and services |  | 5 | 08 | 060 | 000 | 5.08.060
Ss_15_95_80_72 | 15 | 95 | 80 | 72 | Temporary roadwork systems | Construction Costs (CC) | Preliminaries ¦ Constructors’ site overheads ¦ general requirements | Other temporary facilities and services |  | 2 | 08 | 060 | 000 | 2.08.060
Ss_15_95_80_72 | 15 | 95 | 80 | 72 | Temporary roadwork systems | Renewal Costs (RC) | Preliminaries ¦ Constructors’ site overheads ¦ general requirements | Other temporary facilities and services |  | 3 | 08 | 060 | 000 | 3.08.060
Ss_15_95_80_72 | 15 | 95 | 80 | 72 | Temporary roadwork systems | Maintenance Costs (MC) | Preliminaries ¦ Constructors’ site overheads ¦ general requirements | Other temporary facilities and services |  | 5 | 08 | 060 | 000 | 5.08.060
Ss_15_95_85 | 15 | 95 | 85 |  | Temporary process engineering works systems | Construction Costs (CC) | Preliminaries ¦ Constructors’ site overheads ¦ general requirements | Other temporary facilities and services |  | 2 | 08 | 060 | 000 | 2.08.060
Ss_15_95_85 | 15 | 95 | 85 |  | Temporary process engineering works systems | Renewal Costs (RC) | Preliminaries ¦ Constructors’ site overheads ¦ general requirements | Other temporary facilities and services |  | 3 | 08 | 060 | 000 | 3.08.060
Ss_15_95_85 | 15 | 95 | 85 |  | Temporary process engineering works systems | Maintenance Costs (MC) | Preliminaries ¦ Constructors’ site overheads ¦ general requirements | Other temporary facilities and services |  | 5 | 08 | 060 | 000 | 5.08.060
Ss_15_95_90 | 15 | 95 | 90 |  | Temporary soft facility management works services | Construction Costs (CC) | Preliminaries ¦ Constructors’ site overheads ¦ general requirements | Other temporary facilities and services |  | 2 | 08 | 060 | 000 | 2.08.060
Ss_15_95_90 | 15 | 95 | 90 |  | Temporary soft facility management works services | Renewal Costs (RC) | Preliminaries ¦ Constructors’ site overheads ¦ general requirements | Other temporary facilities and services |  | 3 | 08 | 060 | 000 | 3.08.060
Ss_15_95_90 | 15 | 95 | 90 |  | Temporary soft facility management works services | Maintenance Costs (MC) | Preliminaries ¦ Constructors’ site overheads ¦ general requirements | Other temporary facilities and services |  | 5 | 08 | 060 | 000 | 5.08.060
Ss_20 | 20 |  |  |  | Structural systems | Construction Costs (CC) | Structure |  |  | 2 | 03 | 000 | 000 | 2.03.000
Ss_20 | 20 |  |  |  | Structural systems | Renewal Costs (RC) | Structure |  |  | 3 | 03 | 000 | 000 | 3.03.000
Ss_20 | 20 |  |  |  | Structural systems | Maintenance Costs (MC) | Structure |  |  | 5 | 03 | 000 | 000 | 5.03.000
Ss_20_05 | 20 | 05 |  |  | Substructure systems | Construction Costs (CC) | Substructure |  |  | 2 | 02 | 000 | 000 | 2.02.000
Ss_20_05 | 20 | 05 |  |  | Substructure systems | Renewal Costs (RC) | Substructure |  |  | 3 | 02 | 000 | 000 | 3.02.000
Ss_20_05 | 20 | 05 |  |  | Substructure systems | Maintenance Costs (MC) | Substructure |  |  | 5 | 02 | 000 | 000 | 5.02.000
Ss_20_05_15 | 20 | 05 | 15 |  | Concrete foundation systems | Construction Costs (CC) | Substructure |  |  | 2 | 02 | 000 | 000 | 2.02.000
Ss_20_05_15 | 20 | 05 | 15 |  | Concrete foundation systems | Renewal Costs (RC) | Substructure |  |  | 3 | 02 | 000 | 000 | 3.02.000
Ss_20_05_15 | 20 | 05 | 15 |  | Concrete foundation systems | Maintenance Costs (MC) | Substructure |  |  | 5 | 02 | 000 | 000 | 5.02.000
Ss_20_05_15_65 | 20 | 05 | 15 | 65 | Precast concrete pad and strip foundation systems | Construction Costs (CC) | Substructure | Foundations up to top of lowest floor slabs |  | 2 | 02 | 020 | 000 | 2.02.020
Ss_20_05_15_65 | 20 | 05 | 15 | 65 | Precast concrete pad and strip foundation systems | Renewal Costs (RC) | Substructure | Foundations up to top of lowest floor slabs |  | 3 | 02 | 020 | 000 | 3.02.020
Ss_20_05_15_65 | 20 | 05 | 15 | 65 | Precast concrete pad and strip foundation systems | Maintenance Costs (MC) | Substructure | Foundations up to top of lowest floor slabs |  | 5 | 02 | 020 | 000 | 5.02.020
Ss_20_05_15_65 | 20 | 05 | 15 | 65 | Precast concrete pad and strip foundation systems | Construction Costs (CC) | Substructure | Basement sides and bottom |  | 2 | 02 | 030 | 000 | 2.02.030
Ss_20_05_15_65 | 20 | 05 | 15 | 65 | Precast concrete pad and strip foundation systems | Renewal Costs (RC) | Substructure | Basement sides and bottom |  | 3 | 02 | 030 | 000 | 3.02.030
Ss_20_05_15_65 | 20 | 05 | 15 | 65 | Precast concrete pad and strip foundation systems | Maintenance Costs (MC) | Substructure | Basement sides and bottom |  | 5 | 02 | 030 | 000 | 5.02.030
Ss_20_05_15_70 | 20 | 05 | 15 | 70 | Reinforced concrete pad and strip foundation systems | Construction Costs (CC) | Substructure | Foundations up to top of lowest floor slabs |  | 2 | 02 | 020 | 000 | 2.02.020
Ss_20_05_15_70 | 20 | 05 | 15 | 70 | Reinforced concrete pad and strip foundation systems | Renewal Costs (RC) | Substructure | Foundations up to top of lowest floor slabs |  | 3 | 02 | 020 | 000 | 3.02.020
Ss_20_05_15_70 | 20 | 05 | 15 | 70 | Reinforced concrete pad and strip foundation systems | Maintenance Costs (MC) | Substructure | Foundations up to top of lowest floor slabs |  | 5 | 02 | 020 | 000 | 5.02.020
Ss_20_05_15_70 | 20 | 05 | 15 | 70 | Reinforced concrete pad and strip foundation systems | Construction Costs (CC) | Substructure | Basement sides and bottom |  | 2 | 02 | 030
Ss_20_05_15_70 | 20 | 05 | 15 | 70 | Reinforced concrete pad and strip foundation systems | Renewal Costs (RC) | Substructure | Basement sides and bottom |  | 3 | 02 | 030
Ss_20_05_15_70 | 20 | 05 | 15 | 70 | Reinforced concrete pad and strip foundation systems | Maintenance Costs (MC) | Substructure | Basement sides and bottom |  | 5 | 02 | 030
Ss_20_05_15_71 | 20 | 05 | 15 | 71 | Reinforced concrete pilecap and ground beam foundation systems | Construction Costs (CC) | Substructure | Foundations up to top of lowest floor slabs |  | 2 | 02 | 020 | 000 | 2.02.020
Ss_20_05_15_71 | 20 | 05 | 15 | 71 | Reinforced concrete pilecap and ground beam foundation systems | Renewal Costs (RC) | Substructure | Foundations up to top of lowest floor slabs |  | 3 | 02 | 020 | 000 | 3.02.020
Ss_20_05_15_71 | 20 | 05 | 15 | 71 | Reinforced concrete pilecap and ground beam foundation systems | Maintenance Costs (MC) | Substructure | Foundations up to top of lowest floor slabs |  | 5 | 02 | 020 | 000 | 5.02.020
Ss_20_05_15_71 | 20 | 05 | 15 | 71 | Reinforced concrete pilecap and ground beam foundation systems | Construction Costs (CC) | Substructure | Basement sides and bottom |  | 2 | 02 | 030
Ss_20_05_15_71 | 20 | 05 | 15 | 71 | Reinforced concrete pilecap and ground beam foundation systems | Renewal Costs (RC) | Substructure | Basement sides and bottom |  | 3 | 02 | 030
Ss_20_05_15_71 | 20 | 05 | 15 | 71 | Reinforced concrete pilecap and ground beam foundation systems | Maintenance Costs (MC) | Substructure | Basement sides and bottom |  | 5 | 02 | 030
Ss_20_05_15_72 | 20 | 05 | 15 | 72 | Reinforced concrete raft foundation systems | Construction Costs (CC) | Substructure | Basement sides and bottom |  | 2 | 02 | 030 | 000 | 2.02.030
Ss_20_05_15_72 | 20 | 05 | 15 | 72 | Reinforced concrete raft foundation systems | Renewal Costs (RC) | Substructure | Basement sides and bottom |  | 3 | 02 | 030 | 000 | 3.02.030
Ss_20_05_15_72 | 20 | 05 | 15 | 72 | Reinforced concrete raft foundation systems | Maintenance Costs (MC) | Substructure | Basement sides and bottom |  | 5 | 02 | 030 | 000 | 5.02.030
Ss_20_05_15_80 | 20 | 05 | 15 | 80 | Steel ground beam foundation systems | Construction Costs (CC) | Substructure | Foundations up to top of lowest floor slabs |  | 2 | 02 | 020 | 000 | 2.02.020
Ss_20_05_15_80 | 20 | 05 | 15 | 80 | Steel ground beam foundation systems | Renewal Costs (RC) | Substructure | Foundations up to top of lowest floor slabs |  | 3 | 02 | 020 | 000 | 3.02.020
Ss_20_05_15_80 | 20 | 05 | 15 | 80 | Steel ground beam foundation systems | Maintenance Costs (MC) | Substructure | Foundations up to top of lowest floor slabs |  | 5 | 02 | 020 | 000 | 5.02.020
Ss_20_05_15_80 | 20 | 05 | 15 | 80 | Steel ground beam foundation systems | Construction Costs (CC) | Substructure | Basement sides and bottom |  | 2 | 02 | 030
Ss_20_05_15_80 | 20 | 05 | 15 | 80 | Steel ground beam foundation systems | Renewal Costs (RC) | Substructure | Basement sides and bottom |  | 3 | 02 | 030
Ss_20_05_15_80 | 20 | 05 | 15 | 80 | Steel ground beam foundation systems | Maintenance Costs (MC) | Substructure | Basement sides and bottom |  | 5 | 02 | 030
Ss_20_05_15_90 | 20 | 05 | 15 | 90 | Unreinforced concrete foundation systems for cast in products | Construction Costs (CC) | Substructure | Foundations up to top of lowest floor slabs |  | 2 | 02 | 020 | 000 | 2.02.020
Ss_20_05_15_90 | 20 | 05 | 15 | 90 | Unreinforced concrete foundation systems for cast in products | Renewal Costs (RC) | Substructure | Foundations up to top of lowest floor slabs |  | 3 | 02 | 020 | 000 | 3.02.020
Ss_20_05_15_90 | 20 | 05 | 15 | 90 | Unreinforced concrete foundation systems for cast in products | Maintenance Costs (MC) | Substructure | Foundations up to top of lowest floor slabs |  | 5 | 02 | 020 | 000 | 5.02.020
Ss_20_05_15_90 | 20 | 05 | 15 | 90 | Unreinforced concrete foundation systems for cast in products | Construction Costs (CC) | Substructure | Basement sides and bottom |  | 2 | 02 | 030
Ss_20_05_15_90 | 20 | 05 | 15 | 90 | Unreinforced concrete foundation systems for cast in products | Renewal Costs (RC) | Substructure | Basement sides and bottom |  | 3 | 02 | 030
Ss_20_05_15_90 | 20 | 05 | 15 | 90 | Unreinforced concrete foundation systems for cast in products | Maintenance Costs (MC) | Substructure | Basement sides and bottom |  | 5 | 02 | 030
Ss_20_05_15_91 | 20 | 05 | 15 | 91 | Unreinforced concrete pad and strip foundation systems | Construction Costs (CC) | Substructure | Foundations up to top of lowest floor slabs |  | 2 | 02 | 020 | 000 | 2.02.020
Ss_20_05_15_91 | 20 | 05 | 15 | 91 | Unreinforced concrete pad and strip foundation systems | Renewal Costs (RC) | Substructure | Foundations up to top of lowest floor slabs |  | 3 | 02 | 020 | 000 | 3.02.020
Ss_20_05_15_91 | 20 | 05 | 15 | 91 | Unreinforced concrete pad and strip foundation systems | Maintenance Costs (MC) | Substructure | Foundations up to top of lowest floor slabs |  | 5 | 02 | 020 | 000 | 5.02.020
Ss_20_05_15_91 | 20 | 05 | 15 | 91 | Unreinforced concrete pad and strip foundation systems | Construction Costs (CC) | Substructure | Basement sides and bottom |  | 2 | 02 | 030
Ss_20_05_15_91 | 20 | 05 | 15 | 91 | Unreinforced concrete pad and strip foundation systems | Renewal Costs (RC) | Substructure | Basement sides and bottom |  | 3 | 02 | 030
Ss_20_05_15_91 | 20 | 05 | 15 | 91 | Unreinforced concrete pad and strip foundation systems | Maintenance Costs (MC) | Substructure | Basement sides and bottom |  | 5 | 02 | 030
Ss_20_05_15_92 | 20 | 05 | 15 | 92 | Unreinforced concrete trench fill foundation systems | Construction Costs (CC) | Substructure | Foundations up to top of lowest floor slabs |  | 2 | 02 | 020 | 000 | 2.02.020
Ss_20_05_15_92 | 20 | 05 | 15 | 92 | Unreinforced concrete trench fill foundation systems | Renewal Costs (RC) | Substructure | Foundations up to top of lowest floor slabs |  | 3 | 02 | 020 | 000 | 3.02.020
Ss_20_05_15_92 | 20 | 05 | 15 | 92 | Unreinforced concrete trench fill foundation systems | Maintenance Costs (MC) | Substructure | Foundations up to top of lowest floor slabs |  | 5 | 02 | 020 | 000 | 5.02.020
Ss_20_05_15_92 | 20 | 05 | 15 | 92 | Unreinforced concrete trench fill foundation systems | Construction Costs (CC) | Substructure | Basement sides and bottom |  | 2 | 02 | 030
Ss_20_05_15_92 | 20 | 05 | 15 | 92 | Unreinforced concrete trench fill foundation systems | Renewal Costs (RC) | Substructure | Basement sides and bottom |  | 3 | 02 | 030
Ss_20_05_15_92 | 20 | 05 | 15 | 92 | Unreinforced concrete trench fill foundation systems | Maintenance Costs (MC) | Substructure | Basement sides and bottom |  | 5 | 02 | 030
Ss_20_05_50 | 20 | 05 | 50 |  | Minor concrete substructure systems | Construction Costs (CC) | Substructure | Foundations up to top of lowest floor slabs |  | 2 | 02 | 020 | 000 | 2.02.020
Ss_20_05_50 | 20 | 05 | 50 |  | Minor concrete substructure systems | Renewal Costs (RC) | Substructure | Foundations up to top of lowest floor slabs |  | 3 | 02 | 020 | 000 | 3.02.020
Ss_20_05_50 | 20 | 05 | 50 |  | Minor concrete substructure systems | Maintenance Costs (MC) | Substructure | Foundations up to top of lowest floor slabs |  | 5 | 02 | 020 | 000 | 5.02.020
Ss_20_05_50 | 20 | 05 | 50 |  | Minor concrete substructure systems | Construction Costs (CC) | Substructure | Basement sides and bottom |  | 2 | 02 | 030
Ss_20_05_50 | 20 | 05 | 50 |  | Minor concrete substructure systems | Renewal Costs (RC) | Substructure | Basement sides and bottom |  | 3 | 02 | 030
Ss_20_05_50 | 20 | 05 | 50 |  | Minor concrete substructure systems | Maintenance Costs (MC) | Substructure | Basement sides and bottom |  | 5 | 02 | 030
Ss_20_05_50_15 | 20 | 05 | 50 | 15 | Concrete haunching systems | Construction Costs (CC) | Substructure | Foundations up to top of lowest floor slabs |  | 2 | 02 | 020 | 000 | 2.02.020
Ss_20_05_50_15 | 20 | 05 | 50 | 15 | Concrete haunching systems | Renewal Costs (RC) | Substructure | Foundations up to top of lowest floor slabs |  | 3 | 02 | 020 | 000 | 3.02.020
Ss_20_05_50_15 | 20 | 05 | 50 | 15 | Concrete haunching systems | Maintenance Costs (MC) | Substructure | Foundations up to top of lowest floor slabs |  | 5 | 02 | 020 | 000 | 5.02.020
Ss_20_05_50_15 | 20 | 05 | 50 | 15 | Concrete haunching systems | Construction Costs (CC) | Substructure | Basement sides and bottom |  | 2 | 02 | 030
Ss_20_05_50_15 | 20 | 05 | 50 | 15 | Concrete haunching systems | Renewal Costs (RC) | Substructure | Basement sides and bottom |  | 3 | 02 | 030
Ss_20_05_50_15 | 20 | 05 | 50 | 15 | Concrete haunching systems | Maintenance Costs (MC) | Substructure | Basement sides and bottom |  | 5 | 02 | 030
Ss_20_05_50_65 | 20 | 05 | 50 | 65 | Precast concrete foundation and plinth systems | Construction Costs (CC) | Substructure | Foundations up to top of lowest floor slabs |  | 2 | 02 | 020 | 000 | 2.02.020
Ss_20_05_50_65 | 20 | 05 | 50 | 65 | Precast concrete foundation and plinth systems | Renewal Costs (RC) | Substructure | Foundations up to top of lowest floor slabs |  | 3 | 02 | 020 | 000 | 3.02.020
Ss_20_05_50_65 | 20 | 05 | 50 | 65 | Precast concrete foundation and plinth systems | Maintenance Costs (MC) | Substructure | Foundations up to top of lowest floor slabs |  | 5 | 02 | 020 | 000 | 5.02.020
Ss_20_05_50_65 | 20 | 05 | 50 | 65 | Precast concrete foundation and plinth systems | Construction Costs (CC) | Substructure | Basement sides and bottom |  | 2 | 02 | 030
Ss_20_05_50_65 | 20 | 05 | 50 | 65 | Precast concrete foundation and plinth systems | Renewal Costs (RC) | Substructure | Basement sides and bottom |  | 3 | 02 | 030
Ss_20_05_50_65 | 20 | 05 | 50 | 65 | Precast concrete foundation and plinth systems | Maintenance Costs (MC) | Substructure | Basement sides and bottom |  | 5 | 02 | 030
Ss_20_05_50_70 | 20 | 05 | 50 | 70 | Reinforced concrete base or foundation systems | Construction Costs (CC) | Substructure | Foundations up to top of lowest floor slabs |  | 2 | 02 | 020 | 000 | 2.02.020
Ss_20_05_50_70 | 20 | 05 | 50 | 70 | Reinforced concrete base or foundation systems | Renewal Costs (RC) | Substructure | Foundations up to top of lowest floor slabs |  | 3 | 02 | 020 | 000 | 3.02.020
Ss_20_05_50_70 | 20 | 05 | 50 | 70 | Reinforced concrete base or foundation systems | Maintenance Costs (MC) | Substructure | Foundations up to top of lowest floor slabs |  | 5 | 02 | 020 | 000 | 5.02.020
Ss_20_05_50_70 | 20 | 05 | 50 | 70 | Reinforced concrete base or foundation systems | Construction Costs (CC) | Substructure | Basement sides and bottom |  | 2 | 02 | 030
Ss_20_05_50_70 | 20 | 05 | 50 | 70 | Reinforced concrete base or foundation systems | Renewal Costs (RC) | Substructure | Basement sides and bottom |  | 3 | 02 | 030
Ss_20_05_50_70 | 20 | 05 | 50 | 70 | Reinforced concrete base or foundation systems | Maintenance Costs (MC) | Substructure | Basement sides and bottom |  | 5 | 02 | 030
Ss_20_05_50_92 | 20 | 05 | 50 | 92 | Unreinforced concrete foundation with cast in products systems | Construction Costs (CC) | Substructure | Foundations up to top of lowest floor slabs |  | 2 | 02 | 020 | 000 | 2.02.020
Ss_20_05_50_92 | 20 | 05 | 50 | 92 | Unreinforced concrete foundation with cast in products systems | Renewal Costs (RC) | Substructure | Foundations up to top of lowest floor slabs |  | 3 | 02 | 020 | 000 | 3.02.020
Ss_20_05_50_92 | 20 | 05 | 50 | 92 | Unreinforced concrete foundation with cast in products systems | Maintenance Costs (MC) | Substructure | Foundations up to top of lowest floor slabs |  | 5 | 02 | 020 | 000 | 5.02.020
Ss_20_05_50_92 | 20 | 05 | 50 | 92 | Unreinforced concrete foundation with cast in products systems | Construction Costs (CC) | Substructure | Basement sides and bottom |  | 2 | 02 | 030
Ss_20_05_50_92 | 20 | 05 | 50 | 92 | Unreinforced concrete foundation with cast in products systems | Renewal Costs (RC) | Substructure | Basement sides and bottom |  | 3 | 02 | 030
Ss_20_05_50_92 | 20 | 05 | 50 | 92 | Unreinforced concrete foundation with cast in products systems | Maintenance Costs (MC) | Substructure | Basement sides and bottom |  | 5 | 02 | 030
Ss_20_05_50_93 | 20 | 05 | 50 | 93 | Unreinforced concrete foundation and plinth systems | Construction Costs (CC) | Substructure | Foundations up to top of lowest floor slabs |  | 2 | 02 | 020 | 000 | 2.02.020
Ss_20_05_50_93 | 20 | 05 | 50 | 93 | Unreinforced concrete foundation and plinth systems | Renewal Costs (RC) | Substructure | Foundations up to top of lowest floor slabs |  | 3 | 02 | 020 | 000 | 3.02.020
Ss_20_05_50_93 | 20 | 05 | 50 | 93 | Unreinforced concrete foundation and plinth systems | Maintenance Costs (MC) | Substructure | Foundations up to top of lowest floor slabs |  | 5 | 02 | 020 | 000 | 5.02.020
Ss_20_05_50_93 | 20 | 05 | 50 | 93 | Unreinforced concrete foundation and plinth systems | Construction Costs (CC) | Substructure | Basement sides and bottom |  | 2 | 02 | 030
Ss_20_05_50_93 | 20 | 05 | 50 | 93 | Unreinforced concrete foundation and plinth systems | Renewal Costs (RC) | Substructure | Basement sides and bottom |  | 3 | 02 | 030
Ss_20_05_50_93 | 20 | 05 | 50 | 93 | Unreinforced concrete foundation and plinth systems | Maintenance Costs (MC) | Substructure | Basement sides and bottom |  | 5 | 02 | 030
Ss_20_05_65 | 20 | 05 | 65 |  | Piling systems | Construction Costs (CC) | Substructure | Foundation piling and underpinning |  | 2 | 02 | 010 | 000 | 2.02.010
Ss_20_05_65 | 20 | 05 | 65 |  | Piling systems | Renewal Costs (RC) | Substructure | Foundation piling and underpinning |  | 3 | 02 | 010 | 000 | 3.02.010
Ss_20_05_65 | 20 | 05 | 65 |  | Piling systems | Maintenance Costs (MC) | Substructure | Foundation piling and underpinning |  | 5 | 02 | 010 | 000 | 5.02.010
Ss_20_05_65_24 | 20 | 05 | 65 | 24 | Driven precast or prestressed concrete piling systems | Construction Costs (CC) | Substructure | Foundation piling and underpinning |  | 2 | 02 | 010 | 000 | 2.02.010
Ss_20_05_65_24 | 20 | 05 | 65 | 24 | Driven precast or prestressed concrete piling systems | Renewal Costs (RC) | Substructure | Foundation piling and underpinning |  | 3 | 02 | 010 | 000 | 3.02.010
Ss_20_05_65_24 | 20 | 05 | 65 | 24 | Driven precast or prestressed concrete piling systems | Maintenance Costs (MC) | Substructure | Foundation piling and underpinning |  | 5 | 02 | 010 | 000 | 5.02.010
Ss_20_05_65_40 | 20 | 05 | 65 | 40 | In situ concrete augered piling systems | Construction Costs (CC) | Substructure | Foundation piling and underpinning |  | 2 | 02 | 010 | 000 | 2.02.010
Ss_20_05_65_40 | 20 | 05 | 65 | 40 | In situ concrete augered piling systems | Renewal Costs (RC) | Substructure | Foundation piling and underpinning |  | 3 | 02 | 010 | 000 | 3.02.010
Ss_20_05_65_40 | 20 | 05 | 65 | 40 | In situ concrete augered piling systems | Maintenance Costs (MC) | Substructure | Foundation piling and underpinning |  | 5 | 02 | 010 | 000 | 5.02.010
Ss_20_05_65_41 | 20 | 05 | 65 | 41 | In situ concrete bored piling systems | Construction Costs (CC) | Substructure | Foundation piling and underpinning |  | 2 | 02 | 010 | 000 | 2.02.010
Ss_20_05_65_41 | 20 | 05 | 65 | 41 | In situ concrete bored piling systems | Renewal Costs (RC) | Substructure | Foundation piling and underpinning |  | 3 | 02 | 010 | 000 | 3.02.010
Ss_20_05_65_41 | 20 | 05 | 65 | 41 | In situ concrete bored piling systems | Maintenance Costs (MC) | Substructure | Foundation piling and underpinning |  | 5 | 02 | 010 | 000 | 5.02.010
Ss_20_05_65_42 | 20 | 05 | 65 | 42 | In situ concrete cased displacement piling systems | Construction Costs (CC) | Substructure | Foundation piling and underpinning |  | 2 | 02 | 010 | 000 | 2.02.010
Ss_20_05_65_42 | 20 | 05 | 65 | 42 | In situ concrete cased displacement piling systems | Renewal Costs (RC) | Substructure | Foundation piling and underpinning |  | 3 | 02 | 010 | 000 | 3.02.010
Ss_20_05_65_42 | 20 | 05 | 65 | 42 | In situ concrete cased displacement piling systems | Maintenance Costs (MC) | Substructure | Foundation piling and underpinning |  | 5 | 02 | 010 | 000 | 5.02.010
Ss_20_05_65_43 | 20 | 05 | 65 | 43 | In situ concrete displacement piling systems | Construction Costs (CC) | Substructure | Foundation piling and underpinning |  | 2 | 02 | 010 | 000 | 2.02.010
Ss_20_05_65_43 | 20 | 05 | 65 | 43 | In situ concrete displacement piling systems | Renewal Costs (RC) | Substructure | Foundation piling and underpinning |  | 3 | 02 | 010 | 000 | 3.02.010
Ss_20_05_65_43 | 20 | 05 | 65 | 43 | In situ concrete displacement piling systems | Maintenance Costs (MC) | Substructure | Foundation piling and underpinning |  | 5 | 02 | 010 | 000 | 5.02.010
Ss_20_05_65_44 | 20 | 05 | 65 | 44 | In situ concrete mini-piling or micro-piling systems | Construction Costs (CC) | Substructure | Foundation piling and underpinning |  | 2 | 02 | 010 | 000 | 2.02.010
Ss_20_05_65_44 | 20 | 05 | 65 | 44 | In situ concrete mini-piling or micro-piling systems | Renewal Costs (RC) | Substructure | Foundation piling and underpinning |  | 3 | 02 | 010 | 000 | 3.02.010
Ss_20_05_65_44 | 20 | 05 | 65 | 44 | In situ concrete mini-piling or micro-piling systems | Maintenance Costs (MC) | Substructure | Foundation piling and underpinning |  | 5 | 02 | 010 | 000 | 5.02.010
Ss_20_05_65_64 | 20 | 05 | 65 | 64 | Plunge column piling systems | Construction Costs (CC) | Substructure | Foundation piling and underpinning |  | 2 | 02 | 010 | 000 | 2.02.010
Ss_20_05_65_64 | 20 | 05 | 65 | 64 | Plunge column piling systems | Renewal Costs (RC) | Substructure | Foundation piling and underpinning |  | 3 | 02 | 010 | 000 | 3.02.010
Ss_20_05_65_64 | 20 | 05 | 65 | 64 | Plunge column piling systems | Maintenance Costs (MC) | Substructure | Foundation piling and underpinning |  | 5 | 02 | 010 | 000 | 5.02.010
Ss_20_05_65_76 | 20 | 05 | 65 | 76 | Screw piling systems | Construction Costs (CC) | Substructure | Foundation piling and underpinning |  | 2 | 02 | 010 | 000 | 2.02.010
Ss_20_05_65_76 | 20 | 05 | 65 | 76 | Screw piling systems | Renewal Costs (RC) | Substructure | Foundation piling and underpinning |  | 3 | 02 | 010 | 000 | 3.02.010
Ss_20_05_65_76 | 20 | 05 | 65 | 76 | Screw piling systems | Maintenance Costs (MC) | Substructure | Foundation piling and underpinning |  | 5 | 02 | 010 | 000 | 5.02.010
Ss_20_05_65_84 | 20 | 05 | 65 | 84 | Steel bearing pile systems | Construction Costs (CC) | Substructure | Foundation piling and underpinning |  | 2 | 02 | 010 | 000 | 2.02.010
Ss_20_05_65_84 | 20 | 05 | 65 | 84 | Steel bearing pile systems | Renewal Costs (RC) | Substructure | Foundation piling and underpinning |  | 3 | 02 | 010 | 000 | 3.02.010
Ss_20_05_65_84 | 20 | 05 | 65 | 84 | Steel bearing pile systems | Maintenance Costs (MC) | Substructure | Foundation piling and underpinning |  | 5 | 02 | 010 | 000 | 5.02.010
Ss_20_05_65_89 | 20 | 05 | 65 | 89 | Timber piling systems | Construction Costs (CC) | Substructure | Foundation piling and underpinning |  | 2 | 02 | 010 | 000 | 2.02.010
Ss_20_05_65_89 | 20 | 05 | 65 | 89 | Timber piling systems | Renewal Costs (RC) | Substructure | Foundation piling and underpinning |  | 3 | 02 | 010 | 000 | 3.02.010
Ss_20_05_65_89 | 20 | 05 | 65 | 89 | Timber piling systems | Maintenance Costs (MC) | Substructure | Foundation piling and underpinning |  | 5 | 02 | 010 | 000 | 5.02.010
Ss_20_05_90 | 20 | 05 | 90 |  | Underpinning systems | Construction Costs (CC) | Substructure | Foundation piling and underpinning |  | 2 | 02 | 010 | 000 | 2.02.010
Ss_20_05_90 | 20 | 05 | 90 |  | Underpinning systems | Renewal Costs (RC) | Substructure | Foundation piling and underpinning |  | 3 | 02 | 010 | 000 | 3.02.010
Ss_20_05_90 | 20 | 05 | 90 |  | Underpinning systems | Maintenance Costs (MC) | Substructure | Foundation piling and underpinning |  | 5 | 02 | 010 | 000 | 5.02.010
Ss_20_05_90_10 | 20 | 05 | 90 | 10 | Beam and pier unreinforced concrete underpinning systems | Construction Costs (CC) | Substructure | Foundation piling and underpinning |  | 2 | 02 | 010 | 000 | 2.02.010
Ss_20_05_90_10 | 20 | 05 | 90 | 10 | Beam and pier unreinforced concrete underpinning systems | Renewal Costs (RC) | Substructure | Foundation piling and underpinning |  | 3 | 02 | 010 | 000 | 3.02.010
Ss_20_05_90_10 | 20 | 05 | 90 | 10 | Beam and pier unreinforced concrete underpinning systems | Maintenance Costs (MC) | Substructure | Foundation piling and underpinning |  | 5 | 02 | 010 | 000 | 5.02.010
Ss_20_05_90_35 | 20 | 05 | 90 | 35 | Grouted underpinning systems | Construction Costs (CC) | Substructure | Foundation piling and underpinning |  | 2 | 02 | 010 | 000 | 2.02.010
Ss_20_05_90_35 | 20 | 05 | 90 | 35 | Grouted underpinning systems | Renewal Costs (RC) | Substructure | Foundation piling and underpinning |  | 3 | 02 | 010 | 000 | 3.02.010
Ss_20_05_90_35 | 20 | 05 | 90 | 35 | Grouted underpinning systems | Maintenance Costs (MC) | Substructure | Foundation piling and underpinning |  | 5 | 02 | 010 | 000 | 5.02.010
Ss_20_05_90_45 | 20 | 05 | 90 | 45 | Jacked pile underpinning systems | Construction Costs (CC) | Substructure | Foundation piling and underpinning |  | 2 | 02 | 010 | 000 | 2.02.010
Ss_20_05_90_45 | 20 | 05 | 90 | 45 | Jacked pile underpinning systems | Renewal Costs (RC) | Substructure | Foundation piling and underpinning |  | 3 | 02 | 010 | 000 | 3.02.010
Ss_20_05_90_45 | 20 | 05 | 90 | 45 | Jacked pile underpinning systems | Maintenance Costs (MC) | Substructure | Foundation piling and underpinning |  | 5 | 02 | 010 | 000 | 5.02.010
Ss_20_05_90_46 | 20 | 05 | 90 | 46 | Jet grouted underpinning systems | Construction Costs (CC) | Substructure | Foundation piling and underpinning |  | 2 | 02 | 010 | 000 | 2.02.010
Ss_20_05_90_46 | 20 | 05 | 90 | 46 | Jet grouted underpinning systems | Renewal Costs (RC) | Substructure | Foundation piling and underpinning |  | 3 | 02 | 010 | 000 | 3.02.010
Ss_20_05_90_46 | 20 | 05 | 90 | 46 | Jet grouted underpinning systems | Maintenance Costs (MC) | Substructure | Foundation piling and underpinning |  | 5 | 02 | 010 | 000 | 5.02.010
Ss_20_05_90_50 | 20 | 05 | 90 | 50 | Mass concrete underpinning systems | Construction Costs (CC) | Substructure | Foundation piling and underpinning |  | 2 | 02 | 010 | 000 | 2.02.010
Ss_20_05_90_50 | 20 | 05 | 90 | 50 | Mass concrete underpinning systems | Renewal Costs (RC) | Substructure | Foundation piling and underpinning |  | 3 | 02 | 010 | 000 | 3.02.010
Ss_20_05_90_50 | 20 | 05 | 90 | 50 | Mass concrete underpinning systems | Maintenance Costs (MC) | Substructure | Foundation piling and underpinning |  | 5 | 02 | 010 | 000 | 5.02.010
Ss_20_05_90_60 | 20 | 05 | 90 | 60 | Pile and cantilever support underpinning systems | Construction Costs (CC) | Substructure | Foundation piling and underpinning |  | 2 | 02 | 010 | 000 | 2.02.010
Ss_20_05_90_60 | 20 | 05 | 90 | 60 | Pile and cantilever support underpinning systems | Renewal Costs (RC) | Substructure | Foundation piling and underpinning |  | 3 | 02 | 010 | 000 | 3.02.010
Ss_20_05_90_60 | 20 | 05 | 90 | 60 | Pile and cantilever support underpinning systems | Maintenance Costs (MC) | Substructure | Foundation piling and underpinning |  | 5 | 02 | 010 | 000 | 5.02.010
Ss_20_05_90_61 | 20 | 05 | 90 | 61 | Pile and needle underpinning systems | Construction Costs (CC) | Substructure | Foundation piling and underpinning |  | 2 | 02 | 010 | 000 | 2.02.010
Ss_20_05_90_61 | 20 | 05 | 90 | 61 | Pile and needle underpinning systems | Renewal Costs (RC) | Substructure | Foundation piling and underpinning |  | 3 | 02 | 010 | 000 | 3.02.010
Ss_20_05_90_61 | 20 | 05 | 90 | 61 | Pile and needle underpinning systems | Maintenance Costs (MC) | Substructure | Foundation piling and underpinning |  | 5 | 02 | 010 | 000 | 5.02.010
Ss_20_05_90_70 | 20 | 05 | 90 | 70 | Raking pile underpinning systems | Construction Costs (CC) | Substructure | Foundation piling and underpinning |  | 2 | 02 | 010 | 000 | 2.02.010
Ss_20_05_90_70 | 20 | 05 | 90 | 70 | Raking pile underpinning systems | Renewal Costs (RC) | Substructure | Foundation piling and underpinning |  | 3 | 02 | 010 | 000 | 3.02.010
Ss_20_05_90_70 | 20 | 05 | 90 | 70 | Raking pile underpinning systems | Maintenance Costs (MC) | Substructure | Foundation piling and underpinning |  | 5 | 02 | 010 | 000 | 5.02.010
Ss_20_10 | 20 | 10 |  |  | Structural frame systems - see civil | Construction Costs (CC) | Structure | Frames and slabs (above top of ground floor slabs) |  | 2 | 03 | 030 | 000 | 2.03.030
Ss_20_10 | 20 | 10 |  |  | Structural frame systems - see civil | Renewal Costs (RC) | Structure | Frames and slabs (above top of ground floor slabs) |  | 3 | 03 | 030 | 000 | 3.03.030
Ss_20_10 | 20 | 10 |  |  | Structural frame systems - see civil | Maintenance Costs (MC) | Structure | Frames and slabs (above top of ground floor slabs) |  | 5 | 03 | 030 | 000 | 5.03.030
Ss_20_10_30 | 20 | 10 | 30 |  | Bridge structure systems - see civil | Construction Costs (CC) | Structure | Frames and slabs (above top of ground floor slabs) |  | 2 | 03 | 030 | 000 | 2.03.030
Ss_20_10_30 | 20 | 10 | 30 |  | Bridge structure systems - see civil | Renewal Costs (RC) | Structure | Frames and slabs (above top of ground floor slabs) |  | 3 | 03 | 030 | 000 | 3.03.030
Ss_20_10_30 | 20 | 10 | 30 |  | Bridge structure systems - see civil | Maintenance Costs (MC) | Structure | Frames and slabs (above top of ground floor slabs) |  | 5 | 03 | 030 | 000 | 5.03.030
Ss_20_10_30_30 | 20 | 10 | 30 | 30 | Footbridge systems - see civil | Construction Costs (CC) | Structure | Frames and slabs (above top of ground floor slabs) |  | 2 | 03 | 030 | 000 | 2.03.030
Ss_20_10_30_30 | 20 | 10 | 30 | 30 | Footbridge systems - see civil | Renewal Costs (RC) | Structure | Frames and slabs (above top of ground floor slabs) |  | 3 | 03 | 030 | 000 | 3.03.030
Ss_20_10_30_30 | 20 | 10 | 30 | 30 | Footbridge systems - see civil | Maintenance Costs (MC) | Structure | Frames and slabs (above top of ground floor slabs) |  | 5 | 03 | 030 | 000 | 5.03.030
Ss_20_10_30_65 | 20 | 10 | 30 | 65 | Pipe bridge systems - see civil | Construction Costs (CC) | Structure | Frames and slabs (above top of ground floor slabs) |  | 2 | 03 | 030 | 000 | 2.03.030
Ss_20_10_30_65 | 20 | 10 | 30 | 65 | Pipe bridge systems - see civil | Renewal Costs (RC) | Structure | Frames and slabs (above top of ground floor slabs) |  | 3 | 03 | 030 | 000 | 3.03.030
Ss_20_10_30_65 | 20 | 10 | 30 | 65 | Pipe bridge systems - see civil | Maintenance Costs (MC) | Structure | Frames and slabs (above top of ground floor slabs) |  | 5 | 03 | 030 | 000 | 5.03.030
Ss_20_10_60 | 20 | 10 | 60 |  | Prefabricated framed and panelled structures | Construction Costs (CC) | Structure | Frames and slabs (above top of ground floor slabs) |  | 2 | 03 | 030 | 000 | 2.03.030
Ss_20_10_60 | 20 | 10 | 60 |  | Prefabricated framed and panelled structures | Renewal Costs (RC) | Structure | Frames and slabs (above top of ground floor slabs) |  | 3 | 03 | 030 | 000 | 3.03.030
Ss_20_10_60 | 20 | 10 | 60 |  | Prefabricated framed and panelled structures | Maintenance Costs (MC) | Structure | Frames and slabs (above top of ground floor slabs) |  | 5 | 03 | 030 | 000 | 5.03.030
Ss_20_10_60_34 | 20 | 10 | 60 | 34 | Glazed structural systems | Construction Costs (CC) | Structure | Frames and slabs (above top of ground floor slabs) |  | 2 | 03 | 030 | 000 | 2.03.030
Ss_20_10_60_34 | 20 | 10 | 60 | 34 | Glazed structural systems | Renewal Costs (RC) | Structure | Frames and slabs (above top of ground floor slabs) |  | 3 | 03 | 030 | 000 | 3.03.030
Ss_20_10_60_34 | 20 | 10 | 60 | 34 | Glazed structural systems | Maintenance Costs (MC) | Structure | Frames and slabs (above top of ground floor slabs) |  | 5 | 03 | 030 | 000 | 5.03.030
Ss_20_10_60_60 | 20 | 10 | 60 | 60 | Panelled and framed structural systems | Construction Costs (CC) | Structure | Frames and slabs (above top of ground floor slabs) |  | 2 | 03 | 030 | 000 | 2.03.030
Ss_20_10_60_60 | 20 | 10 | 60 | 60 | Panelled and framed structural systems | Renewal Costs (RC) | Structure | Frames and slabs (above top of ground floor slabs) |  | 3 | 03 | 030 | 000 | 3.03.030
Ss_20_10_60_60 | 20 | 10 | 60 | 60 | Panelled and framed structural systems | Maintenance Costs (MC) | Structure | Frames and slabs (above top of ground floor slabs) |  | 5 | 03 | 030 | 000 | 5.03.030
Ss_20_10_60_84 | 20 | 10 | 60 | 84 | Structural insulated panel systems | Construction Costs (CC) | Structure | Frames and slabs (above top of ground floor slabs) |  | 2 | 03 | 030 | 000 | 2.03.030
Ss_20_10_60_84 | 20 | 10 | 60 | 84 | Structural insulated panel systems | Renewal Costs (RC) | Structure | Frames and slabs (above top of ground floor slabs) |  | 3 | 03 | 030 | 000 | 3.03.030
Ss_20_10_60_84 | 20 | 10 | 60 | 84 | Structural insulated panel systems | Maintenance Costs (MC) | Structure | Frames and slabs (above top of ground floor slabs) |  | 5 | 03 | 030 | 000 | 5.03.030
Ss_20_10_65 | 20 | 10 | 65 |  | Prefabricated room systems | Construction Costs (CC) | Structure | Frames and slabs (above top of ground floor slabs) |  | 2 | 03 | 030 | 000 | 2.03.030
Ss_20_10_65 | 20 | 10 | 65 |  | Prefabricated room systems | Renewal Costs (RC) | Structure | Frames and slabs (above top of ground floor slabs) |  | 3 | 03 | 030 | 000 | 3.03.030
Ss_20_10_65 | 20 | 10 | 65 |  | Prefabricated room systems | Maintenance Costs (MC) | Structure | Frames and slabs (above top of ground floor slabs) |  | 5 | 03 | 030 | 000 | 5.03.030
Ss_20_10_65_15 | 20 | 10 | 65 | 15 | Composite pods | Construction Costs (CC) | Structure | Frames and slabs (above top of ground floor slabs) |  | 2 | 03 | 030 | 000 | 2.03.030
Ss_20_10_65_15 | 20 | 10 | 65 | 15 | Composite pods | Renewal Costs (RC) | Structure | Frames and slabs (above top of ground floor slabs) |  | 3 | 03 | 030 | 000 | 3.03.030
Ss_20_10_65_15 | 20 | 10 | 65 | 15 | Composite pods | Maintenance Costs (MC) | Structure | Frames and slabs (above top of ground floor slabs) |  | 5 | 03 | 030 | 000 | 5.03.030
Ss_20_10_65_17 | 20 | 10 | 65 | 17 | Concrete pods | Construction Costs (CC) | Structure | Frames and slabs (above top of ground floor slabs) |  | 2 | 03 | 030 | 000 | 2.03.030
Ss_20_10_65_17 | 20 | 10 | 65 | 17 | Concrete pods | Renewal Costs (RC) | Structure | Frames and slabs (above top of ground floor slabs) |  | 3 | 03 | 030 | 000 | 3.03.030
Ss_20_10_65_17 | 20 | 10 | 65 | 17 | Concrete pods | Maintenance Costs (MC) | Structure | Frames and slabs (above top of ground floor slabs) |  | 5 | 03 | 030 | 000 | 5.03.030
Ss_20_10_65_65 | 20 | 10 | 65 | 65 | Polypropylene pods | Construction Costs (CC) | Structure | Frames and slabs (above top of ground floor slabs) |  | 2 | 03 | 030 | 000 | 2.03.030
Ss_20_10_65_65 | 20 | 10 | 65 | 65 | Polypropylene pods | Renewal Costs (RC) | Structure | Frames and slabs (above top of ground floor slabs) |  | 3 | 03 | 030 | 000 | 3.03.030
Ss_20_10_65_65 | 20 | 10 | 65 | 65 | Polypropylene pods | Maintenance Costs (MC) | Structure | Frames and slabs (above top of ground floor slabs) |  | 5 | 03 | 030 | 000 | 5.03.030
Ss_20_10_70 | 20 | 10 | 70 |  | Shelter systems | Construction Costs (CC) | Structure | Frames and slabs (above top of ground floor slabs) |  | 2 | 03 | 030 | 000 | 2.03.030
Ss_20_10_70 | 20 | 10 | 70 |  | Shelter systems | Renewal Costs (RC) | Structure | Frames and slabs (above top of ground floor slabs) |  | 3 | 03 | 030 | 000 | 3.03.030
Ss_20_10_70 | 20 | 10 | 70 |  | Shelter systems | Maintenance Costs (MC) | Structure | Frames and slabs (above top of ground floor slabs) |  | 5 | 03 | 030 | 000 | 5.03.030
Ss_20_10_70_03 | 20 | 10 | 70 | 03 | Animal shelter systems | Construction Costs (CC) | Structure | Frames and slabs (above top of ground floor slabs) |  | 2 | 03 | 030 | 000 | 2.03.030
Ss_20_10_70_03 | 20 | 10 | 70 | 03 | Animal shelter systems | Renewal Costs (RC) | Structure | Frames and slabs (above top of ground floor slabs) |  | 3 | 03 | 030 | 000 | 3.03.030
Ss_20_10_70_03 | 20 | 10 | 70 | 03 | Animal shelter systems | Maintenance Costs (MC) | Structure | Frames and slabs (above top of ground floor slabs) |  | 5 | 03 | 030 | 000 | 5.03.030
Ss_20_10_70_62 | 20 | 10 | 70 | 62 | People shelter systems | Construction Costs (CC) | Structure | Frames and slabs (above top of ground floor slabs) |  | 2 | 03 | 030 | 000 | 2.03.030
Ss_20_10_70_62 | 20 | 10 | 70 | 62 | People shelter systems | Renewal Costs (RC) | Structure | Frames and slabs (above top of ground floor slabs) |  | 3 | 03 | 030 | 000 | 3.03.030
Ss_20_10_70_62 | 20 | 10 | 70 | 62 | People shelter systems | Maintenance Costs (MC) | Structure | Frames and slabs (above top of ground floor slabs) |  | 5 | 03 | 030 | 000 | 5.03.030
Ss_20_10_70_64 | 20 | 10 | 70 | 64 | Plant shelter systems | Construction Costs (CC) | Structure | Frames and slabs (above top of ground floor slabs) |  | 2 | 03 | 030 | 000 | 2.03.030
Ss_20_10_70_64 | 20 | 10 | 70 | 64 | Plant shelter systems | Renewal Costs (RC) | Structure | Frames and slabs (above top of ground floor slabs) |  | 3 | 03 | 030 | 000 | 3.03.030
Ss_20_10_70_64 | 20 | 10 | 70 | 64 | Plant shelter systems | Maintenance Costs (MC) | Structure | Frames and slabs (above top of ground floor slabs) |  | 5 | 03 | 030 | 000 | 5.03.030
Ss_20_10_70_84 | 20 | 10 | 70 | 84 | Storage shelter systems | Construction Costs (CC) | Structure | Frames and slabs (above top of ground floor slabs) |  | 2 | 03 | 030 | 000 | 2.03.030
Ss_20_10_70_84 | 20 | 10 | 70 | 84 | Storage shelter systems | Renewal Costs (RC) | Structure | Frames and slabs (above top of ground floor slabs) |  | 3 | 03 | 030 | 000 | 3.03.030
Ss_20_10_70_84 | 20 | 10 | 70 | 84 | Storage shelter systems | Maintenance Costs (MC) | Structure | Frames and slabs (above top of ground floor slabs) |  | 5 | 03 | 030 | 000 | 5.03.030
Ss_20_10_75 | 20 | 10 | 75 |  | Structural framing systems | Construction Costs (CC) | Structure | Frames and slabs (above top of ground floor slabs) |  | 2 | 03 | 030 | 000 | 2.03.030
Ss_20_10_75 | 20 | 10 | 75 |  | Structural framing systems | Renewal Costs (RC) | Structure | Frames and slabs (above top of ground floor slabs) |  | 3 | 03 | 030 | 000 | 3.03.030
Ss_20_10_75 | 20 | 10 | 75 |  | Structural framing systems | Maintenance Costs (MC) | Structure | Frames and slabs (above top of ground floor slabs) |  | 5 | 03 | 030 | 000 | 5.03.030
Ss_20_10_75_15 | 20 | 10 | 75 | 15 | Concrete framing systems | Construction Costs (CC) | Structure | Frames and slabs (above top of ground floor slabs) |  | 2 | 03 | 030 | 000 | 2.03.030
Ss_20_10_75_15 | 20 | 10 | 75 | 15 | Concrete framing systems | Renewal Costs (RC) | Structure | Frames and slabs (above top of ground floor slabs) |  | 3 | 03 | 030 | 000 | 3.03.030
Ss_20_10_75_15 | 20 | 10 | 75 | 15 | Concrete framing systems | Maintenance Costs (MC) | Structure | Frames and slabs (above top of ground floor slabs) |  | 5 | 03 | 030 | 000 | 5.03.030
Ss_20_10_75_35 | 20 | 10 | 75 | 35 | Heavy steel framing systems | Construction Costs (CC) | Structure | Frames and slabs (above top of ground floor slabs) |  | 2 | 03 | 030 | 000 | 2.03.030
Ss_20_10_75_35 | 20 | 10 | 75 | 35 | Heavy steel framing systems | Renewal Costs (RC) | Structure | Frames and slabs (above top of ground floor slabs) |  | 3 | 03 | 030 | 000 | 3.03.030
Ss_20_10_75_35 | 20 | 10 | 75 | 35 | Heavy steel framing systems | Maintenance Costs (MC) | Structure | Frames and slabs (above top of ground floor slabs) |  | 5 | 03 | 030 | 000 | 5.03.030
Ss_20_10_75_45 | 20 | 10 | 75 | 45 | Light steel framing systems | Construction Costs (CC) | Structure | Frames and slabs (above top of ground floor slabs) |  | 2 | 03 | 030 | 000 | 2.03.030
Ss_20_10_75_45 | 20 | 10 | 75 | 45 | Light steel framing systems | Renewal Costs (RC) | Structure | Frames and slabs (above top of ground floor slabs) |  | 3 | 03 | 030 | 000 | 3.03.030
Ss_20_10_75_45 | 20 | 10 | 75 | 45 | Light steel framing systems | Maintenance Costs (MC) | Structure | Frames and slabs (above top of ground floor slabs) |  | 5 | 03 | 030 | 000 | 5.03.030
Ss_20_10_75_65 | 20 | 10 | 75 | 65 | Precast reinforced concrete framing systems | Construction Costs (CC) | Structure | Frames and slabs (above top of ground floor slabs) |  | 2 | 03 | 030 | 000 | 2.03.030
Ss_20_10_75_65 | 20 | 10 | 75 | 65 | Precast reinforced concrete framing systems | Renewal Costs (RC) | Structure | Frames and slabs (above top of ground floor slabs) |  | 3 | 03 | 030 | 000 | 3.03.030
Ss_20_10_75_65 | 20 | 10 | 75 | 65 | Precast reinforced concrete framing systems | Maintenance Costs (MC) | Structure | Frames and slabs (above top of ground floor slabs) |  | 5 | 03 | 030 | 000 | 5.03.030
Ss_20_10_75_70 | 20 | 10 | 75 | 70 | In situ reinforced concrete framing systems | Construction Costs (CC) | Structure | Frames and slabs (above top of ground floor slabs) |  | 2 | 03 | 030 | 000 | 2.03.030
Ss_20_10_75_70 | 20 | 10 | 75 | 70 | In situ reinforced concrete framing systems | Renewal Costs (RC) | Structure | Frames and slabs (above top of ground floor slabs) |  | 3 | 03 | 030 | 000 | 3.03.030
Ss_20_10_75_70 | 20 | 10 | 75 | 70 | In situ reinforced concrete framing systems | Maintenance Costs (MC) | Structure | Frames and slabs (above top of ground floor slabs) |  | 5 | 03 | 030 | 000 | 5.03.030
Ss_20_10_75_85 | 20 | 10 | 75 | 85 | Timber framing systems | Construction Costs (CC) | Structure | Frames and slabs (above top of ground floor slabs) |  | 2 | 03 | 030 | 000 | 2.03.030
Ss_20_10_75_85 | 20 | 10 | 75 | 85 | Timber framing systems | Renewal Costs (RC) | Structure | Frames and slabs (above top of ground floor slabs) |  | 3 | 03 | 030 | 000 | 3.03.030
Ss_20_10_75_85 | 20 | 10 | 75 | 85 | Timber framing systems | Maintenance Costs (MC) | Structure | Frames and slabs (above top of ground floor slabs) |  | 5 | 03 | 030 | 000 | 5.03.030
Ss_20_20 | 20 | 20 |  |  | Structural beams | Construction Costs (CC) | Structure | Frames and slabs (above top of ground floor slabs) |  | 2 | 03 | 030 | 000 | 2.03.030
Ss_20_20 | 20 | 20 |  |  | Structural beams | Renewal Costs (RC) | Structure | Frames and slabs (above top of ground floor slabs) |  | 3 | 03 | 030 | 000 | 3.03.030
Ss_20_20 | 20 | 20 |  |  | Structural beams | Maintenance Costs (MC) | Structure | Frames and slabs (above top of ground floor slabs) |  | 5 | 03 | 030 | 000 | 5.03.030
Ss_20_20_75 | 20 | 20 | 75 |  | Structural beam systems | Construction Costs (CC) | Structure | Frames and slabs (above top of ground floor slabs) |  | 2 | 03 | 030 | 000 | 2.03.030
Ss_20_20_75 | 20 | 20 | 75 |  | Structural beam systems | Renewal Costs (RC) | Structure | Frames and slabs (above top of ground floor slabs) |  | 3 | 03 | 030 | 000 | 3.03.030
Ss_20_20_75 | 20 | 20 | 75 |  | Structural beam systems | Maintenance Costs (MC) | Structure | Frames and slabs (above top of ground floor slabs) |  | 5 | 03 | 030 | 000 | 5.03.030
Ss_20_20_75_15 | 20 | 20 | 75 | 15 | Concrete beam systems | Construction Costs (CC) | Structure | Frames and slabs (above top of ground floor slabs) |  | 2 | 03 | 030 | 000 | 2.03.030
Ss_20_20_75_15 | 20 | 20 | 75 | 15 | Concrete beam systems | Renewal Costs (RC) | Structure | Frames and slabs (above top of ground floor slabs) |  | 3 | 03 | 030 | 000 | 3.03.030
Ss_20_20_75_15 | 20 | 20 | 75 | 15 | Concrete beam systems | Maintenance Costs (MC) | Structure | Frames and slabs (above top of ground floor slabs) |  | 5 | 03 | 030 | 000 | 5.03.030
Ss_20_20_75_80 | 20 | 20 | 75 | 80 | Steel beam systems | Construction Costs (CC) | Structure | Frames and slabs (above top of ground floor slabs) |  | 2 | 03 | 030 | 000 | 2.03.030
Ss_20_20_75_80 | 20 | 20 | 75 | 80 | Steel beam systems | Renewal Costs (RC) | Structure | Frames and slabs (above top of ground floor slabs) |  | 3 | 03 | 030 | 000 | 3.03.030
Ss_20_20_75_80 | 20 | 20 | 75 | 80 | Steel beam systems | Maintenance Costs (MC) | Structure | Frames and slabs (above top of ground floor slabs) |  | 5 | 03 | 030 | 000 | 5.03.030
Ss_20_20_75_85 | 20 | 20 | 75 | 85 | Timber beam systems | Construction Costs (CC) | Structure | Frames and slabs (above top of ground floor slabs) |  | 2 | 03 | 030 | 000 | 2.03.030
Ss_20_20_75_85 | 20 | 20 | 75 | 85 | Timber beam systems | Renewal Costs (RC) | Structure | Frames and slabs (above top of ground floor slabs) |  | 3 | 03 | 030 | 000 | 3.03.030
Ss_20_20_75_85 | 20 | 20 | 75 | 85 | Timber beam systems | Maintenance Costs (MC) | Structure | Frames and slabs (above top of ground floor slabs) |  | 5 | 03 | 030 | 000 | 5.03.030
Ss_20_30 | 20 | 30 |  |  | Structural columns | Construction Costs (CC) | Structure | Frames and slabs (above top of ground floor slabs) |  | 2 | 03 | 030 | 000 | 2.03.030
Ss_20_30 | 20 | 30 |  |  | Structural columns | Renewal Costs (RC) | Structure | Frames and slabs (above top of ground floor slabs) |  | 3 | 03 | 030 | 000 | 3.03.030
Ss_20_30 | 20 | 30 |  |  | Structural columns | Maintenance Costs (MC) | Structure | Frames and slabs (above top of ground floor slabs) |  | 5 | 03 | 030 | 000 | 5.03.030
Ss_20_30_75 | 20 | 30 | 75 |  | Structural column systems | Construction Costs (CC) | Structure | Frames and slabs (above top of ground floor slabs) |  | 2 | 03 | 030 | 000 | 2.03.030
Ss_20_30_75 | 20 | 30 | 75 |  | Structural column systems | Renewal Costs (RC) | Structure | Frames and slabs (above top of ground floor slabs) |  | 3 | 03 | 030 | 000 | 3.03.030
Ss_20_30_75 | 20 | 30 | 75 |  | Structural column systems | Maintenance Costs (MC) | Structure | Frames and slabs (above top of ground floor slabs) |  | 5 | 03 | 030 | 000 | 5.03.030
Ss_20_30_75_15 | 20 | 30 | 75 | 15 | Concrete column systems | Construction Costs (CC) | Structure | Frames and slabs (above top of ground floor slabs) |  | 2 | 03 | 030 | 000 | 2.03.030
Ss_20_30_75_15 | 20 | 30 | 75 | 15 | Concrete column systems | Renewal Costs (RC) | Structure | Frames and slabs (above top of ground floor slabs) |  | 3 | 03 | 030 | 000 | 3.03.030
Ss_20_30_75_15 | 20 | 30 | 75 | 15 | Concrete column systems | Maintenance Costs (MC) | Structure | Frames and slabs (above top of ground floor slabs) |  | 5 | 03 | 030 | 000 | 5.03.030
Ss_20_30_75_50 | 20 | 30 | 75 | 50 | Masonry column systems | Construction Costs (CC) | Structure | Frames and slabs (above top of ground floor slabs) |  | 2 | 03 | 030 | 000 | 2.03.030
Ss_20_30_75_50 | 20 | 30 | 75 | 50 | Masonry column systems | Renewal Costs (RC) | Structure | Frames and slabs (above top of ground floor slabs) |  | 3 | 03 | 030 | 000 | 3.03.030
Ss_20_30_75_50 | 20 | 30 | 75 | 50 | Masonry column systems | Maintenance Costs (MC) | Structure | Frames and slabs (above top of ground floor slabs) |  | 5 | 03 | 030 | 000 | 5.03.030
Ss_20_30_75_80 | 20 | 30 | 75 | 80 | Steel column systems | Construction Costs (CC) | Structure | Frames and slabs (above top of ground floor slabs) |  | 2 | 03 | 030 | 000 | 2.03.030
Ss_20_30_75_80 | 20 | 30 | 75 | 80 | Steel column systems | Renewal Costs (RC) | Structure | Frames and slabs (above top of ground floor slabs) |  | 3 | 03 | 030 | 000 | 3.03.030
Ss_20_30_75_80 | 20 | 30 | 75 | 80 | Steel column systems | Maintenance Costs (MC) | Structure | Frames and slabs (above top of ground floor slabs) |  | 5 | 03 | 030 | 000 | 5.03.030
Ss_20_30_75_85 | 20 | 30 | 75 | 85 | Timber column systems | Construction Costs (CC) | Structure | Frames and slabs (above top of ground floor slabs) |  | 2 | 03 | 030 | 000 | 2.03.030
Ss_20_30_75_85 | 20 | 30 | 75 | 85 | Timber column systems | Renewal Costs (RC) | Structure | Frames and slabs (above top of ground floor slabs) |  | 3 | 03 | 030 | 000 | 3.03.030
Ss_20_30_75_85 | 20 | 30 | 75 | 85 | Timber column systems | Maintenance Costs (MC) | Structure | Frames and slabs (above top of ground floor slabs) |  | 5 | 03 | 030 | 000 | 5.03.030
Ss_20_40 | 20 | 40 |  |  | Structural sheet and cable systems | Construction Costs (CC) | Structure | Frames and slabs (above top of ground floor slabs) |  | 2 | 03 | 030 | 000 | 2.03.030
Ss_20_40 | 20 | 40 |  |  | Structural sheet and cable systems | Renewal Costs (RC) | Structure | Frames and slabs (above top of ground floor slabs) |  | 3 | 03 | 030 | 000 | 3.03.030
Ss_20_40 | 20 | 40 |  |  | Structural sheet and cable systems | Maintenance Costs (MC) | Structure | Frames and slabs (above top of ground floor slabs) |  | 5 | 03 | 030 | 000 | 5.03.030
Ss_20_40_07 | 20 | 40 | 07 |  | Bridge suspension cable systems | Construction Costs (CC) | Structure | Frames and slabs (above top of ground floor slabs) |  | 2 | 03 | 030 | 000 | 2.03.030
Ss_20_40_07 | 20 | 40 | 07 |  | Bridge suspension cable systems | Renewal Costs (RC) | Structure | Frames and slabs (above top of ground floor slabs) |  | 3 | 03 | 030 | 000 | 3.03.030
Ss_20_40_07 | 20 | 40 | 07 |  | Bridge suspension cable systems | Maintenance Costs (MC) | Structure | Frames and slabs (above top of ground floor slabs) |  | 5 | 03 | 030 | 000 | 5.03.030
Ss_20_40_07_11 | 20 | 40 | 07 | 11 | Cable stayed bridge cable systems | Construction Costs (CC) | Structure | Frames and slabs (above top of ground floor slabs) |  | 2 | 03 | 030 | 000 | 2.03.030
Ss_20_40_07_11 | 20 | 40 | 07 | 11 | Cable stayed bridge cable systems | Renewal Costs (RC) | Structure | Frames and slabs (above top of ground floor slabs) |  | 3 | 03 | 030 | 000 | 3.03.030
Ss_20_40_07_11 | 20 | 40 | 07 | 11 | Cable stayed bridge cable systems | Maintenance Costs (MC) | Structure | Frames and slabs (above top of ground floor slabs) |  | 5 | 03 | 030 | 000 | 5.03.030
Ss_20_40_07_85 | 20 | 40 | 07 | 85 | Suspension bridge cable systems | Construction Costs (CC) | Structure | Frames and slabs (above top of ground floor slabs) |  | 2 | 03 | 030 | 000 | 2.03.030
Ss_20_40_07_85 | 20 | 40 | 07 | 85 | Suspension bridge cable systems | Renewal Costs (RC) | Structure | Frames and slabs (above top of ground floor slabs) |  | 3 | 03 | 030 | 000 | 3.03.030
Ss_20_40_07_85 | 20 | 40 | 07 | 85 | Suspension bridge cable systems | Maintenance Costs (MC) | Structure | Frames and slabs (above top of ground floor slabs) |  | 5 | 03 | 030 | 000 | 5.03.030
Ss_20_40_10 | 20 | 40 | 10 |  | Building cable systems | Construction Costs (CC) | Structure | Frames and slabs (above top of ground floor slabs) |  | 2 | 03 | 030 | 000 | 2.03.030
Ss_20_40_10 | 20 | 40 | 10 |  | Building cable systems | Renewal Costs (RC) | Structure | Frames and slabs (above top of ground floor slabs) |  | 3 | 03 | 030 | 000 | 3.03.030
Ss_20_40_10 | 20 | 40 | 10 |  | Building cable systems | Maintenance Costs (MC) | Structure | Frames and slabs (above top of ground floor slabs) |  | 5 | 03 | 030 | 000 | 5.03.030
Ss_20_50 | 20 | 50 |  |  | Bridge abutment and pier systems - see civil map |  |  |  |  | 00 | 00 | 000 | 000 | 00.00.000
Ss_20_50_10 | 20 | 50 | 10 |  | Abutment systems |  |  |  |  | 00 | 00 | 000 | 000 | 00.00.000
Ss_20_50_10_10 | 20 | 50 | 10 | 10 | Bank seat abutments |  |  |  |  | 00 | 00 | 000 | 000 | 00.00.000
Ss_20_50_10_30 | 20 | 50 | 10 | 30 | Embedded retaining wall bridge abutments |  |  |  |  | 00 | 00 | 000 | 000 | 00.00.000
Ss_20_50_10_40 | 20 | 50 | 10 | 40 | Integral abutments |  |  |  |  | 00 | 00 | 000 | 000 | 00.00.000
Ss_20_50_10_50 | 20 | 50 | 10 | 50 | Masonry bridge abutments |  |  |  |  | 00 | 00 | 000 | 000 | 00.00.000
Ss_20_50_10_70 | 20 | 50 | 10 | 70 | Reinforced concrete bridge abutments |  |  |  |  | 00 | 00 | 000 | 000 | 00.00.000
Ss_20_50_10_80 | 20 | 50 | 10 | 80 | Sheet piled bridge abutments |  |  |  |  | 00 | 00 | 000 | 000 | 00.00.000
Ss_20_50_10_85 | 20 | 50 | 10 | 85 | Spill-through abutments |  |  |  |  | 00 | 00 | 000 | 000 | 00.00.000
Ss_20_50_10_90 | 20 | 50 | 10 | 90 | Tied embedded retaining wall bridge abutments |  |  |  |  | 00 | 00 | 000 | 000 | 00.00.000
Ss_20_50_10_95 | 20 | 50 | 10 | 95 | Wing wall systems |  |  |  |  | 00 | 00 | 000 | 000 | 00.00.000
Ss_20_50_20 | 20 | 50 | 20 |  | Bridge pier systems |  |  |  |  | 00 | 00 | 000 | 000 | 00.00.000
Ss_20_50_20_50 | 20 | 50 | 20 | 50 | Masonry bridge piers |  |  |  |  | 00 | 00 | 000 | 000 | 00.00.000
Ss_20_50_20_70 | 20 | 50 | 20 | 70 | Reinforced concrete bridge piers |  |  |  |  | 00 | 00 | 000 | 000 | 00.00.000
Ss_20_50_30 | 20 | 50 | 30 |  | Abutment and pier component systems |  |  |  |  | 00 | 00 | 000 | 000 | 00.00.000
Ss_20_50_30_11 | 20 | 50 | 30 | 11 | Capping beam systems |  |  |  |  | 00 | 00 | 000 | 000 | 00.00.000
Ss_20_50_30_37 | 20 | 50 | 30 | 37 | Headwall systems |  |  |  |  | 00 | 00 | 000 | 000 | 00.00.000
Ss_20_50_30_80 | 20 | 50 | 30 | 80 | Spandrel wall systems |  |  |  |  | 00 | 00 | 000 | 000 | 00.00.000
Ss_20_60 | 20 | 60 |  |  | Retaining wall systems | Construction Costs (CC) | External and ancillary works | Permanent retaining structures |  | 2 | 07 | 010 | 000 | 2.07.010
Ss_20_60 | 20 | 60 |  |  | Retaining wall systems | Renewal Costs (RC) | External and ancillary works | Permanent retaining structures |  | 3 | 07 | 010 | 000 | 3.07.010
Ss_20_60 | 20 | 60 |  |  | Retaining wall systems | Maintenance Costs (MC) | External and ancillary works | Permanent retaining structures |  | 5 | 07 | 010 | 000 | 5.07.010
Ss_20_60_30 | 20 | 60 | 30 |  | Embedded retaining wall systems | Construction Costs (CC) | External and ancillary works | Permanent retaining structures |  | 2 | 07 | 010 | 000 | 2.07.010
Ss_20_60_30 | 20 | 60 | 30 |  | Embedded retaining wall systems | Renewal Costs (RC) | External and ancillary works | Permanent retaining structures |  | 3 | 07 | 010 | 000 | 3.07.010
Ss_20_60_30 | 20 | 60 | 30 |  | Embedded retaining wall systems | Maintenance Costs (MC) | External and ancillary works | Permanent retaining structures |  | 5 | 07 | 010 | 000 | 5.07.010
Ss_20_60_30_03 | 20 | 60 | 30 | 03 | Anchored steel sheet pile embedded retaining wall systems | Construction Costs (CC) | External and ancillary works | Permanent retaining structures |  | 2 | 07 | 010 | 000 | 2.07.010
Ss_20_60_30_03 | 20 | 60 | 30 | 03 | Anchored steel sheet pile embedded retaining wall systems | Renewal Costs (RC) | External and ancillary works | Permanent retaining structures |  | 3 | 07 | 010 | 000 | 3.07.010
Ss_20_60_30_03 | 20 | 60 | 30 | 03 | Anchored steel sheet pile embedded retaining wall systems | Maintenance Costs (MC) | External and ancillary works | Permanent retaining structures |  | 5 | 07 | 010 | 000 | 5.07.010
Ss_20_60_30_08 | 20 | 60 | 30 | 08 | Bored king post embedded retaining wall systems | Construction Costs (CC) | External and ancillary works | Permanent retaining structures |  | 2 | 07 | 010 | 000 | 2.07.010
Ss_20_60_30_08 | 20 | 60 | 30 | 08 | Bored king post embedded retaining wall systems | Renewal Costs (RC) | External and ancillary works | Permanent retaining structures |  | 3 | 07 | 010 | 000 | 3.07.010
Ss_20_60_30_08 | 20 | 60 | 30 | 08 | Bored king post embedded retaining wall systems | Maintenance Costs (MC) | External and ancillary works | Permanent retaining structures |  | 5 | 07 | 010 | 000 | 5.07.010
Ss_20_60_30_15 | 20 | 60 | 30 | 15 | Contiguous bored pile embedded retaining wall systems | Construction Costs (CC) | External and ancillary works | Permanent retaining structures |  | 2 | 07 | 010 | 000 | 2.07.010
Ss_20_60_30_15 | 20 | 60 | 30 | 15 | Contiguous bored pile embedded retaining wall systems | Renewal Costs (RC) | External and ancillary works | Permanent retaining structures |  | 3 | 07 | 010 | 000 | 3.07.010
Ss_20_60_30_15 | 20 | 60 | 30 | 15 | Contiguous bored pile embedded retaining wall systems | Maintenance Costs (MC) | External and ancillary works | Permanent retaining structures |  | 5 | 07 | 010 | 000 | 5.07.010
Ss_20_60_30_24 | 20 | 60 | 30 | 24 | Driven king post embedded retaining wall systems | Construction Costs (CC) | External and ancillary works | Permanent retaining structures |  | 2 | 07 | 010 | 000 | 2.07.010
Ss_20_60_30_24 | 20 | 60 | 30 | 24 | Driven king post embedded retaining wall systems | Renewal Costs (RC) | External and ancillary works | Permanent retaining structures |  | 3 | 07 | 010 | 000 | 3.07.010
Ss_20_60_30_24 | 20 | 60 | 30 | 24 | Driven king post embedded retaining wall systems | Maintenance Costs (MC) | External and ancillary works | Permanent retaining structures |  | 5 | 07 | 010 | 000 | 5.07.010
Ss_20_60_30_70 | 20 | 60 | 30 | 70 | Reinforced concrete diaphragm retaining wall systems | Construction Costs (CC) | External and ancillary works | Permanent retaining structures |  | 2 | 07 | 010 | 000 | 2.07.010
Ss_20_60_30_70 | 20 | 60 | 30 | 70 | Reinforced concrete diaphragm retaining wall systems | Renewal Costs (RC) | External and ancillary works | Permanent retaining structures |  | 3 | 07 | 010 | 000 | 3.07.010
Ss_20_60_30_70 | 20 | 60 | 30 | 70 | Reinforced concrete diaphragm retaining wall systems | Maintenance Costs (MC) | External and ancillary works | Permanent retaining structures |  | 5 | 07 | 010 | 000 | 5.07.010
Ss_20_60_30_80 | 20 | 60 | 30 | 80 | Secant pile embedded retaining wall systems | Construction Costs (CC) | External and ancillary works | Permanent retaining structures |  | 2 | 07 | 010 | 000 | 2.07.010
Ss_20_60_30_80 | 20 | 60 | 30 | 80 | Secant pile embedded retaining wall systems | Renewal Costs (RC) | External and ancillary works | Permanent retaining structures |  | 3 | 07 | 010 | 000 | 3.07.010
Ss_20_60_30_80 | 20 | 60 | 30 | 80 | Secant pile embedded retaining wall systems | Maintenance Costs (MC) | External and ancillary works | Permanent retaining structures |  | 5 | 07 | 010 | 000 | 5.07.010
Ss_20_60_30_83 | 20 | 60 | 30 | 83 | Slurry diaphragm embedded retaining wall systems | Construction Costs (CC) | External and ancillary works | Permanent retaining structures |  | 2 | 07 | 010 | 000 | 2.07.010
Ss_20_60_30_83 | 20 | 60 | 30 | 83 | Slurry diaphragm embedded retaining wall systems | Renewal Costs (RC) | External and ancillary works | Permanent retaining structures |  | 3 | 07 | 010 | 000 | 3.07.010
Ss_20_60_30_83 | 20 | 60 | 30 | 83 | Slurry diaphragm embedded retaining wall systems | Maintenance Costs (MC) | External and ancillary works | Permanent retaining structures |  | 5 | 07 | 010 | 000 | 5.07.010
Ss_20_60_30_85 | 20 | 60 | 30 | 85 | Steel sheet pile embedded retaining wall systems | Construction Costs (CC) | External and ancillary works | Permanent retaining structures |  | 2 | 07 | 010 | 000 | 2.07.010
Ss_20_60_30_85 | 20 | 60 | 30 | 85 | Steel sheet pile embedded retaining wall systems | Renewal Costs (RC) | External and ancillary works | Permanent retaining structures |  | 3 | 07 | 010 | 000 | 3.07.010
Ss_20_60_30_85 | 20 | 60 | 30 | 85 | Steel sheet pile embedded retaining wall systems | Maintenance Costs (MC) | External and ancillary works | Permanent retaining structures |  | 5 | 07 | 010 | 000 | 5.07.010
Ss_20_60_30_92 | 20 | 60 | 30 | 92 | Unreinforced concrete diaphragm retaining wall systems | Construction Costs (CC) | External and ancillary works | Permanent retaining structures |  | 2 | 07 | 010 | 000 | 2.07.010
Ss_20_60_30_92 | 20 | 60 | 30 | 92 | Unreinforced concrete diaphragm retaining wall systems | Renewal Costs (RC) | External and ancillary works | Permanent retaining structures |  | 3 | 07 | 010 | 000 | 3.07.010
Ss_20_60_30_92 | 20 | 60 | 30 | 92 | Unreinforced concrete diaphragm retaining wall systems | Maintenance Costs (MC) | External and ancillary works | Permanent retaining structures |  | 5 | 07 | 010 | 000 | 5.07.010
Ss_20_60_35 | 20 | 60 | 35 |  | Gravity retaining wall systems | Construction Costs (CC) | External and ancillary works | Permanent retaining structures |  | 2 | 07 | 010 | 000 | 2.07.010
Ss_20_60_35 | 20 | 60 | 35 |  | Gravity retaining wall systems | Renewal Costs (RC) | External and ancillary works | Permanent retaining structures |  | 3 | 07 | 010 | 000 | 3.07.010
Ss_20_60_35 | 20 | 60 | 35 |  | Gravity retaining wall systems | Maintenance Costs (MC) | External and ancillary works | Permanent retaining structures |  | 5 | 07 | 010 | 000 | 5.07.010
Ss_20_60_35_10 | 20 | 60 | 35 | 10 | Caged rock unit (gabion) retaining wall systems | Construction Costs (CC) | External and ancillary works | Permanent retaining structures |  | 2 | 07 | 010 | 000 | 2.07.010
Ss_20_60_35_10 | 20 | 60 | 35 | 10 | Caged rock unit (gabion) retaining wall systems | Renewal Costs (RC) | External and ancillary works | Permanent retaining structures |  | 3 | 07 | 010 | 000 | 3.07.010
Ss_20_60_35_10 | 20 | 60 | 35 | 10 | Caged rock unit (gabion) retaining wall systems | Maintenance Costs (MC) | External and ancillary works | Permanent retaining structures |  | 5 | 07 | 010 | 000 | 5.07.010
Ss_20_60_35_13 | 20 | 60 | 35 | 13 | Concrete bagwork retaining wall systems | Construction Costs (CC) | External and ancillary works | Permanent retaining structures |  | 2 | 07 | 010 | 000 | 2.07.010
Ss_20_60_35_13 | 20 | 60 | 35 | 13 | Concrete bagwork retaining wall systems | Renewal Costs (RC) | External and ancillary works | Permanent retaining structures |  | 3 | 07 | 010 | 000 | 3.07.010
Ss_20_60_35_13 | 20 | 60 | 35 | 13 | Concrete bagwork retaining wall systems | Maintenance Costs (MC) | External and ancillary works | Permanent retaining structures |  | 5 | 07 | 010 | 000 | 5.07.010
Ss_20_60_35_15 | 20 | 60 | 35 | 15 | Crib retaining wall systems | Construction Costs (CC) | External and ancillary works | Permanent retaining structures |  | 2 | 07 | 010 | 000 | 2.07.010
Ss_20_60_35_15 | 20 | 60 | 35 | 15 | Crib retaining wall systems | Renewal Costs (RC) | External and ancillary works | Permanent retaining structures |  | 3 | 07 | 010 | 000 | 3.07.010
Ss_20_60_35_15 | 20 | 60 | 35 | 15 | Crib retaining wall systems | Maintenance Costs (MC) | External and ancillary works | Permanent retaining structures |  | 5 | 07 | 010 | 000 | 5.07.010
Ss_20_60_35_25 | 20 | 60 | 35 | 25 | Drystack masonry unit retaining wall systems | Construction Costs (CC) | External and ancillary works | Permanent retaining structures |  | 2 | 07 | 010 | 000 | 2.07.010
Ss_20_60_35_25 | 20 | 60 | 35 | 25 | Drystack masonry unit retaining wall systems | Renewal Costs (RC) | External and ancillary works | Permanent retaining structures |  | 3 | 07 | 010 | 000 | 3.07.010
Ss_20_60_35_25 | 20 | 60 | 35 | 25 | Drystack masonry unit retaining wall systems | Maintenance Costs (MC) | External and ancillary works | Permanent retaining structures |  | 5 | 07 | 010 | 000 | 5.07.010
Ss_20_60_35_50 | 20 | 60 | 35 | 50 | Masonry retaining wall systems | Construction Costs (CC) | External and ancillary works | Permanent retaining structures |  | 2 | 07 | 010 | 000 | 2.07.010
Ss_20_60_35_50 | 20 | 60 | 35 | 50 | Masonry retaining wall systems | Renewal Costs (RC) | External and ancillary works | Permanent retaining structures |  | 3 | 07 | 010 | 000 | 3.07.010
Ss_20_60_35_50 | 20 | 60 | 35 | 50 | Masonry retaining wall systems | Maintenance Costs (MC) | External and ancillary works | Permanent retaining structures |  | 5 | 07 | 010 | 000 | 5.07.010
Ss_20_60_35_66 | 20 | 60 | 35 | 66 | Precast concrete stem wall retaining wall systems | Construction Costs (CC) | External and ancillary works | Permanent retaining structures |  | 2 | 07 | 010 | 000 | 2.07.010
Ss_20_60_35_66 | 20 | 60 | 35 | 66 | Precast concrete stem wall retaining wall systems | Renewal Costs (RC) | External and ancillary works | Permanent retaining structures |  | 3 | 07 | 010 | 000 | 3.07.010
Ss_20_60_35_66 | 20 | 60 | 35 | 66 | Precast concrete stem wall retaining wall systems | Maintenance Costs (MC) | External and ancillary works | Permanent retaining structures |  | 5 | 07 | 010 | 000 | 5.07.010
Ss_20_60_35_70 | 20 | 60 | 35 | 70 | Reinforced concrete retaining wall systems | Construction Costs (CC) | External and ancillary works | Permanent retaining structures |  | 2 | 07 | 010 | 000 | 2.07.010
Ss_20_60_35_70 | 20 | 60 | 35 | 70 | Reinforced concrete retaining wall systems | Renewal Costs (RC) | External and ancillary works | Permanent retaining structures |  | 3 | 07 | 010 | 000 | 3.07.010
Ss_20_60_35_70 | 20 | 60 | 35 | 70 | Reinforced concrete retaining wall systems | Maintenance Costs (MC) | External and ancillary works | Permanent retaining structures |  | 5 | 07 | 010 | 000 | 5.07.010
Ss_20_60_35_72 | 20 | 60 | 35 | 72 | Reinforced earth retaining wall systems | Construction Costs (CC) | External and ancillary works | Permanent retaining structures |  | 2 | 07 | 010 | 000 | 2.07.010
Ss_20_60_35_72 | 20 | 60 | 35 | 72 | Reinforced earth retaining wall systems | Renewal Costs (RC) | External and ancillary works | Permanent retaining structures |  | 3 | 07 | 010 | 000 | 3.07.010
Ss_20_60_35_72 | 20 | 60 | 35 | 72 | Reinforced earth retaining wall systems | Maintenance Costs (MC) | External and ancillary works | Permanent retaining structures |  | 5 | 07 | 010 | 000 | 5.07.010
Ss_20_60_35_90 | 20 | 60 | 35 | 90 | Timber retaining wall systems | Construction Costs (CC) | External and ancillary works | Permanent retaining structures |  | 2 | 07 | 010 | 000 | 2.07.010
Ss_20_60_35_90 | 20 | 60 | 35 | 90 | Timber retaining wall systems | Renewal Costs (RC) | External and ancillary works | Permanent retaining structures |  | 3 | 07 | 010 | 000 | 3.07.010
Ss_20_60_35_90 | 20 | 60 | 35 | 90 | Timber retaining wall systems | Maintenance Costs (MC) | External and ancillary works | Permanent retaining structures |  | 5 | 07 | 010 | 000 | 5.07.010
Ss_20_60_35_91 | 20 | 60 | 35 | 91 | Tyre bale retaining wall systems | Construction Costs (CC) | External and ancillary works | Permanent retaining structures |  | 2 | 07 | 010 | 000 | 2.07.010
Ss_20_60_35_91 | 20 | 60 | 35 | 91 | Tyre bale retaining wall systems | Renewal Costs (RC) | External and ancillary works | Permanent retaining structures |  | 3 | 07 | 010 | 000 | 3.07.010
Ss_20_60_35_91 | 20 | 60 | 35 | 91 | Tyre bale retaining wall systems | Maintenance Costs (MC) | External and ancillary works | Permanent retaining structures |  | 5 | 07 | 010 | 000 | 5.07.010
Ss_20_70 | 20 | 70 |  |  | Structure covering and finishing systems | Construction Costs (CC) | External and ancillary works | Permanent retaining structures |  | 2 | 07 | 010 | 000 | 2.07.010
Ss_20_70 | 20 | 70 |  |  | Structure covering and finishing systems | Renewal Costs (RC) | External and ancillary works | Permanent retaining structures |  | 3 | 07 | 010 | 000 | 3.07.010
Ss_20_70 | 20 | 70 |  |  | Structure covering and finishing systems | Maintenance Costs (MC) | External and ancillary works | Permanent retaining structures |  | 5 | 07 | 010 | 000 | 5.07.010
Ss_20_70_15 | 20 | 70 | 15 |  | Concrete protection systems | Construction Costs (CC) | External and ancillary works | Permanent retaining structures |  | 2 | 07 | 010 | 000 | 2.07.010
Ss_20_70_15 | 20 | 70 | 15 |  | Concrete protection systems | Renewal Costs (RC) | External and ancillary works | Permanent retaining structures |  | 3 | 07 | 010 | 000 | 3.07.010
Ss_20_70_15 | 20 | 70 | 15 |  | Concrete protection systems | Maintenance Costs (MC) | External and ancillary works | Permanent retaining structures |  | 5 | 07 | 010 | 000 | 5.07.010
Ss_20_70_65 | 20 | 70 | 65 |  | Protective painting systems | Construction Costs (CC) | External and ancillary works | Permanent retaining structures |  | 2 | 07 | 010 | 000 | 2.07.010
Ss_20_70_65 | 20 | 70 | 65 |  | Protective painting systems | Renewal Costs (RC) | External and ancillary works | Permanent retaining structures |  | 3 | 07 | 010 | 000 | 3.07.010
Ss_20_70_65 | 20 | 70 | 65 |  | Protective painting systems | Maintenance Costs (MC) | External and ancillary works | Permanent retaining structures |  | 5 | 07 | 010 | 000 | 5.07.010
Ss_20_70_80 | 20 | 70 | 80 |  | Steel encasement systems | Construction Costs (CC) | External and ancillary works | Permanent retaining structures |  | 2 | 07 | 010 | 000 | 2.07.010
Ss_20_70_80 | 20 | 70 | 80 |  | Steel encasement systems | Renewal Costs (RC) | External and ancillary works | Permanent retaining structures |  | 3 | 07 | 010 | 000 | 3.07.010
Ss_20_70_80 | 20 | 70 | 80 |  | Steel encasement systems | Maintenance Costs (MC) | External and ancillary works | Permanent retaining structures |  | 5 | 07 | 010 | 000 | 5.07.010
Ss_20_80 | 20 | 80 |  |  | Structure accessory systems | Construction Costs (CC) | External and ancillary works | Permanent retaining structures |  | 2 | 07 | 010 | 000 | 2.07.010
Ss_20_80 | 20 | 80 |  |  | Structure accessory systems | Renewal Costs (RC) | External and ancillary works | Permanent retaining structures |  | 3 | 07 | 010 | 000 | 3.07.010
Ss_20_80 | 20 | 80 |  |  | Structure accessory systems | Maintenance Costs (MC) | External and ancillary works | Permanent retaining structures |  | 5 | 07 | 010 | 000 | 5.07.010
Ss_20_80_60 | 20 | 80 | 60 |  | Permanent formwork systems | Construction Costs (CC) | External and ancillary works | Permanent retaining structures |  | 2 | 07 | 010 | 000 | 2.07.010
Ss_20_80_60 | 20 | 80 | 60 |  | Permanent formwork systems | Renewal Costs (RC) | External and ancillary works | Permanent retaining structures |  | 3 | 07 | 010 | 000 | 3.07.010
Ss_20_80_60 | 20 | 80 | 60 |  | Permanent formwork systems | Maintenance Costs (MC) | External and ancillary works | Permanent retaining structures |  | 5 | 07 | 010 | 000 | 5.07.010
Ss_20_95 | 20 | 95 |  |  | Temporary structural systems | Construction Costs (CC) | External and ancillary works | Permanent retaining structures |  | 2 | 07 | 010 | 000 | 2.07.010
Ss_20_95 | 20 | 95 |  |  | Temporary structural systems | Renewal Costs (RC) | External and ancillary works | Permanent retaining structures |  | 3 | 07 | 010 | 000 | 3.07.010
Ss_20_95 | 20 | 95 |  |  | Temporary structural systems | Maintenance Costs (MC) | External and ancillary works | Permanent retaining structures |  | 5 | 07 | 010 | 000 | 5.07.010
Ss_25 | 25 |  |  |  | Wall and barrier systems | Construction Costs (CC) | Architectural works ¦ Non-structural works | External elevations | Construction Costs (CC) | 2 | 04 | 020 | #N/A | 2.04.020
Ss_25 | 25 |  |  |  | Wall and barrier systems | Renewal Costs (RC) | Architectural works ¦ Non-structural works | External elevations | Construction Costs (CC) | 3 | 04 | 020 | #N/A | 3.04.020
Ss_25 | 25 |  |  |  | Wall and barrier systems | Maintenance Costs (MC) | Architectural works ¦ Non-structural works | External elevations | Construction Costs (CC) | 5 | 04 | 020 | #N/A | 5.04.020
Ss_25_10 | 25 | 10 |  |  | Framed wall systems | Construction Costs (CC) | Architectural works ¦ Non-structural works | External elevations |  | 2 | 04 | 020 | 000 | 2.04.020
Ss_25_10 | 25 | 10 |  |  | Framed wall systems | Renewal Costs (RC) | Architectural works ¦ Non-structural works | External elevations |  | 3 | 04 | 020 | 000 | 3.04.020
Ss_25_10 | 25 | 10 |  |  | Framed wall systems | Maintenance Costs (MC) | Architectural works ¦ Non-structural works | External elevations |  | 5 | 04 | 020 | 000 | 5.04.020
Ss_25_10_20 | 25 | 10 | 20 |  | Curtain walling systems | Construction Costs (CC) | Architectural works ¦ Non-structural works | External elevations |  | 2 | 04 | 020 | 000 | 2.04.020
Ss_25_10_20 | 25 | 10 | 20 |  | Curtain walling systems | Renewal Costs (RC) | Architectural works ¦ Non-structural works | External elevations |  | 3 | 04 | 020 | 000 | 3.04.020
Ss_25_10_20 | 25 | 10 | 20 |  | Curtain walling systems | Maintenance Costs (MC) | Architectural works ¦ Non-structural works | External elevations |  | 5 | 04 | 020 | 000 | 5.04.020
Ss_25_10_20_85 | 25 | 10 | 20 | 85 | Stick curtain walling systems | Construction Costs (CC) | Architectural works ¦ Non-structural works | External elevations |  | 2 | 04 | 020 | 000 | 2.04.020
Ss_25_10_20_85 | 25 | 10 | 20 | 85 | Stick curtain walling systems | Renewal Costs (RC) | Architectural works ¦ Non-structural works | External elevations |  | 3 | 04 | 020 | 000 | 3.04.020
Ss_25_10_20_85 | 25 | 10 | 20 | 85 | Stick curtain walling systems | Maintenance Costs (MC) | Architectural works ¦ Non-structural works | External elevations |  | 5 | 04 | 020 | 000 | 5.04.020
Ss_25_10_20_90 | 25 | 10 | 20 | 90 | Unitized curtain walling systems | Construction Costs (CC) | Architectural works ¦ Non-structural works | External elevations |  | 2 | 04 | 020 | 000 | 2.04.020
Ss_25_10_20_90 | 25 | 10 | 20 | 90 | Unitized curtain walling systems | Renewal Costs (RC) | Architectural works ¦ Non-structural works | External elevations |  | 3 | 04 | 020 | 000 | 3.04.020
Ss_25_10_20_90 | 25 | 10 | 20 | 90 | Unitized curtain walling systems | Maintenance Costs (MC) | Architectural works ¦ Non-structural works | External elevations |  | 5 | 04 | 020 | 000 | 5.04.020
Ss_25_10_30 | 25 | 10 | 30 |  | Framed partition systems | Construction Costs (CC) | Architectural works ¦ Non-structural works | Internal divisions |  | 2 | 04 | 040 | 000 | 2.04.040
Ss_25_10_30 | 25 | 10 | 30 |  | Framed partition systems | Renewal Costs (RC) | Architectural works ¦ Non-structural works | Internal divisions |  | 3 | 04 | 040 | 000 | 3.04.040
Ss_25_10_30 | 25 | 10 | 30 |  | Framed partition systems | Maintenance Costs (MC) | Architectural works ¦ Non-structural works | Internal divisions |  | 5 | 04 | 040 | 000 | 5.04.040
Ss_25_10_30_35 | 25 | 10 | 30 | 35 | Gypsum board partition systems | Construction Costs (CC) | Architectural works ¦ Non-structural works | Internal divisions |  | 2 | 04 | 040 | 000 | 2.04.040
Ss_25_10_30_35 | 25 | 10 | 30 | 35 | Gypsum board partition systems | Renewal Costs (RC) | Architectural works ¦ Non-structural works | Internal divisions |  | 3 | 04 | 040 | 000 | 3.04.040
Ss_25_10_30_35 | 25 | 10 | 30 | 35 | Gypsum board partition systems | Maintenance Costs (MC) | Architectural works ¦ Non-structural works | Internal divisions |  | 5 | 04 | 040 | 000 | 5.04.040
Ss_25_10_30_70 | 25 | 10 | 30 | 70 | Rigid sheet partition systems | Construction Costs (CC) | Architectural works ¦ Non-structural works | Internal divisions |  | 2 | 04 | 040 | 000 | 2.04.040
Ss_25_10_30_70 | 25 | 10 | 30 | 70 | Rigid sheet partition systems | Renewal Costs (RC) | Architectural works ¦ Non-structural works | Internal divisions |  | 3 | 04 | 040 | 000 | 3.04.040
Ss_25_10_30_70 | 25 | 10 | 30 | 70 | Rigid sheet partition systems | Maintenance Costs (MC) | Architectural works ¦ Non-structural works | Internal divisions |  | 5 | 04 | 040 | 000 | 5.04.040
Ss_25_10_32 | 25 | 10 | 32 |  | Framed wall structure systems | Construction Costs (CC) | Architectural works ¦ Non-structural works | External elevations |  | 2 | 04 | 020 | 000 | 2.04.020
Ss_25_10_32 | 25 | 10 | 32 |  | Framed wall structure systems | Renewal Costs (RC) | Architectural works ¦ Non-structural works | External elevations |  | 3 | 04 | 020 | 000 | 3.04.020
Ss_25_10_32 | 25 | 10 | 32 |  | Framed wall structure systems | Maintenance Costs (MC) | Architectural works ¦ Non-structural works | External elevations |  | 5 | 04 | 020 | 000 | 5.04.020
Ss_25_10_32_35 | 25 | 10 | 32 | 35 | Heavy steel wall framing systems | Construction Costs (CC) | Architectural works ¦ Non-structural works | External elevations |  | 2 | 04 | 020 | 000 | 2.04.020
Ss_25_10_32_35 | 25 | 10 | 32 | 35 | Heavy steel wall framing systems | Renewal Costs (RC) | Architectural works ¦ Non-structural works | External elevations |  | 3 | 04 | 020 | 000 | 3.04.020
Ss_25_10_32_35 | 25 | 10 | 32 | 35 | Heavy steel wall framing systems | Maintenance Costs (MC) | Architectural works ¦ Non-structural works | External elevations |  | 5 | 04 | 020 | 000 | 5.04.020
Ss_25_10_32_45 | 25 | 10 | 32 | 45 | Light steel wall framing systems | Construction Costs (CC) | Architectural works ¦ Non-structural works | External elevations |  | 2 | 04 | 020 | 000 | 2.04.020
Ss_25_10_32_45 | 25 | 10 | 32 | 45 | Light steel wall framing systems | Renewal Costs (RC) | Architectural works ¦ Non-structural works | External elevations |  | 3 | 04 | 020 | 000 | 3.04.020
Ss_25_10_32_45 | 25 | 10 | 32 | 45 | Light steel wall framing systems | Maintenance Costs (MC) | Architectural works ¦ Non-structural works | External elevations |  | 5 | 04 | 020 | 000 | 5.04.020
Ss_25_10_32_90 | 25 | 10 | 32 | 90 | Timber wall framing systems | Construction Costs (CC) | Architectural works ¦ Non-structural works | External elevations |  | 2 | 04 | 020 | 000 | 2.04.020
Ss_25_10_32_90 | 25 | 10 | 32 | 90 | Timber wall framing systems | Renewal Costs (RC) | Architectural works ¦ Non-structural works | External elevations |  | 3 | 04 | 020 | 000 | 3.04.020
Ss_25_10_32_90 | 25 | 10 | 32 | 90 | Timber wall framing systems | Maintenance Costs (MC) | Architectural works ¦ Non-structural works | External elevations |  | 5 | 04 | 020 | 000 | 5.04.020
Ss_25_10_35 | 25 | 10 | 35 |  | Framed glazed systems | Construction Costs (CC) | Architectural works ¦ Non-structural works | External elevations |  | 2 | 04 | 020 | 000 | 2.04.020
Ss_25_10_35 | 25 | 10 | 35 |  | Framed glazed systems | Renewal Costs (RC) | Architectural works ¦ Non-structural works | External elevations |  | 3 | 04 | 020 | 000 | 3.04.020
Ss_25_10_35 | 25 | 10 | 35 |  | Framed glazed systems | Maintenance Costs (MC) | Architectural works ¦ Non-structural works | External elevations |  | 5 | 04 | 020 | 000 | 5.04.020
Ss_25_10_35_35 | 25 | 10 | 35 | 35 | Glazed screen systems | Construction Costs (CC) | Architectural works ¦ Non-structural works | External elevations |  | 2 | 04 | 020 | 000 | 2.04.020
Ss_25_10_35_35 | 25 | 10 | 35 | 35 | Glazed screen systems | Renewal Costs (RC) | Architectural works ¦ Non-structural works | External elevations |  | 3 | 04 | 020 | 000 | 3.04.020
Ss_25_10_35_35 | 25 | 10 | 35 | 35 | Glazed screen systems | Maintenance Costs (MC) | Architectural works ¦ Non-structural works | External elevations |  | 5 | 04 | 020 | 000 | 5.04.020
Ss_25_10_35_95 | 25 | 10 | 35 | 95 | Vertical patent glazing systems | Construction Costs (CC) | Architectural works ¦ Non-structural works | External elevations |  | 2 | 04 | 020 | 000 | 2.04.020
Ss_25_10_35_95 | 25 | 10 | 35 | 95 | Vertical patent glazing systems | Renewal Costs (RC) | Architectural works ¦ Non-structural works | External elevations |  | 3 | 04 | 020 | 000 | 3.04.020
Ss_25_10_35_95 | 25 | 10 | 35 | 95 | Vertical patent glazing systems | Maintenance Costs (MC) | Architectural works ¦ Non-structural works | External elevations |  | 5 | 04 | 020 | 000 | 5.04.020
Ss_25_10_35_97 | 25 | 10 | 35 | 97 | Window wall glazed screen systems | Construction Costs (CC) | Architectural works ¦ Non-structural works | External elevations |  | 2 | 04 | 020 | 000 | 2.04.020
Ss_25_10_35_97 | 25 | 10 | 35 | 97 | Window wall glazed screen systems | Renewal Costs (RC) | Architectural works ¦ Non-structural works | External elevations |  | 3 | 04 | 020 | 000 | 3.04.020
Ss_25_10_35_97 | 25 | 10 | 35 | 97 | Window wall glazed screen systems | Maintenance Costs (MC) | Architectural works ¦ Non-structural works | External elevations |  | 5 | 04 | 020 | 000 | 5.04.020
Ss_25_11 | 25 | 11 |  |  | Monolithic wall structure systems | Construction Costs (CC) | Architectural works ¦ Non-structural works | External elevations |  | 2 | 04 | 020 | 000 | 2.04.020
Ss_25_11 | 25 | 11 |  |  | Monolithic wall structure systems | Renewal Costs (RC) | Architectural works ¦ Non-structural works | External elevations |  | 3 | 04 | 020 | 000 | 3.04.020
Ss_25_11 | 25 | 11 |  |  | Monolithic wall structure systems | Maintenance Costs (MC) | Architectural works ¦ Non-structural works | External elevations |  | 5 | 04 | 020 | 000 | 5.04.020
Ss_25_11_13 | 25 | 11 | 13 |  | Cob wall systems | Construction Costs (CC) | Architectural works ¦ Non-structural works | External elevations |  | 2 | 04 | 020 | 000 | 2.04.020
Ss_25_11_13 | 25 | 11 | 13 |  | Cob wall systems | Renewal Costs (RC) | Architectural works ¦ Non-structural works | External elevations |  | 3 | 04 | 020 | 000 | 3.04.020
Ss_25_11_13 | 25 | 11 | 13 |  | Cob wall systems | Maintenance Costs (MC) | Architectural works ¦ Non-structural works | External elevations |  | 5 | 04 | 020 | 000 | 5.04.020
Ss_25_11_15 | 25 | 11 | 15 |  | Concrete form masonry unit wall systems | Construction Costs (CC) | Architectural works ¦ Non-structural works | External elevations |  | 2 | 04 | 020 | 000 | 2.04.020
Ss_25_11_15 | 25 | 11 | 15 |  | Concrete form masonry unit wall systems | Renewal Costs (RC) | Architectural works ¦ Non-structural works | External elevations |  | 3 | 04 | 020 | 000 | 3.04.020
Ss_25_11_15 | 25 | 11 | 15 |  | Concrete form masonry unit wall systems | Maintenance Costs (MC) | Architectural works ¦ Non-structural works | External elevations |  | 5 | 04 | 020 | 000 | 5.04.020
Ss_25_11_16 | 25 | 11 | 16 |  | Concrete wall systems | Construction Costs (CC) | Architectural works ¦ Non-structural works | External elevations |  | 2 | 04 | 020 | 000 | 2.04.020
Ss_25_11_16 | 25 | 11 | 16 |  | Concrete wall systems | Renewal Costs (RC) | Architectural works ¦ Non-structural works | External elevations |  | 3 | 04 | 020 | 000 | 3.04.020
Ss_25_11_16 | 25 | 11 | 16 |  | Concrete wall systems | Maintenance Costs (MC) | Architectural works ¦ Non-structural works | External elevations |  | 5 | 04 | 020 | 000 | 5.04.020
Ss_25_11_16_65 | 25 | 11 | 16 | 65 | Precast concrete wall systems | Construction Costs (CC) | Architectural works ¦ Non-structural works | External elevations |  | 2 | 04 | 020 | 000 | 2.04.020
Ss_25_11_16_65 | 25 | 11 | 16 | 65 | Precast concrete wall systems | Renewal Costs (RC) | Architectural works ¦ Non-structural works | External elevations |  | 3 | 04 | 020 | 000 | 3.04.020
Ss_25_11_16_65 | 25 | 11 | 16 | 65 | Precast concrete wall systems | Maintenance Costs (MC) | Architectural works ¦ Non-structural works | External elevations |  | 5 | 04 | 020 | 000 | 5.04.020
Ss_25_11_16_70 | 25 | 11 | 16 | 70 | Reinforced concrete wall structure systems | Construction Costs (CC) | Architectural works ¦ Non-structural works | External elevations |  | 2 | 04 | 020 | 000 | 2.04.020
Ss_25_11_16_70 | 25 | 11 | 16 | 70 | Reinforced concrete wall structure systems | Renewal Costs (RC) | Architectural works ¦ Non-structural works | External elevations |  | 3 | 04 | 020 | 000 | 3.04.020
Ss_25_11_16_70 | 25 | 11 | 16 | 70 | Reinforced concrete wall structure systems | Maintenance Costs (MC) | Architectural works ¦ Non-structural works | External elevations |  | 5 | 04 | 020 | 000 | 5.04.020
Ss_25_11_16_80 | 25 | 11 | 16 | 80 | Sprayed concrete wall structure systems | Construction Costs (CC) | Architectural works ¦ Non-structural works | External elevations |  | 2 | 04 | 020 | 000 | 2.04.020
Ss_25_11_16_80 | 25 | 11 | 16 | 80 | Sprayed concrete wall structure systems | Renewal Costs (RC) | Architectural works ¦ Non-structural works | External elevations |  | 3 | 04 | 020 | 000 | 3.04.020
Ss_25_11_16_80 | 25 | 11 | 16 | 80 | Sprayed concrete wall structure systems | Maintenance Costs (MC) | Architectural works ¦ Non-structural works | External elevations |  | 5 | 04 | 020 | 000 | 5.04.020
Ss_25_11_70 | 25 | 11 | 70 |  | Rammed earth wall systems | Construction Costs (CC) | Architectural works ¦ Non-structural works | External elevations |  | 2 | 04 | 020 | 000 | 2.04.020
Ss_25_11_70 | 25 | 11 | 70 |  | Rammed earth wall systems | Renewal Costs (RC) | Architectural works ¦ Non-structural works | External elevations |  | 3 | 04 | 020 | 000 | 3.04.020
Ss_25_11_70 | 25 | 11 | 70 |  | Rammed earth wall systems | Maintenance Costs (MC) | Architectural works ¦ Non-structural works | External elevations |  | 5 | 04 | 020 | 000 | 5.04.020
Ss_25_11_70_55 | 25 | 11 | 70 | 55 | Non-stabilized rammed earth wall systems | Construction Costs (CC) | Architectural works ¦ Non-structural works | External elevations |  | 2 | 04 | 020 | 000 | 2.04.020
Ss_25_11_70_55 | 25 | 11 | 70 | 55 | Non-stabilized rammed earth wall systems | Renewal Costs (RC) | Architectural works ¦ Non-structural works | External elevations |  | 3 | 04 | 020 | 000 | 3.04.020
Ss_25_11_70_55 | 25 | 11 | 70 | 55 | Non-stabilized rammed earth wall systems | Maintenance Costs (MC) | Architectural works ¦ Non-structural works | External elevations |  | 5 | 04 | 020 | 000 | 5.04.020
Ss_25_11_70_83 | 25 | 11 | 70 | 83 | Stabilized rammed earth plinth systems | Construction Costs (CC) | Architectural works ¦ Non-structural works | External elevations |  | 2 | 04 | 020 | 000 | 2.04.020
Ss_25_11_70_83 | 25 | 11 | 70 | 83 | Stabilized rammed earth plinth systems | Renewal Costs (RC) | Architectural works ¦ Non-structural works | External elevations |  | 3 | 04 | 020 | 000 | 3.04.020
Ss_25_11_70_83 | 25 | 11 | 70 | 83 | Stabilized rammed earth plinth systems | Maintenance Costs (MC) | Architectural works ¦ Non-structural works | External elevations |  | 5 | 04 | 020 | 000 | 5.04.020
Ss_25_11_70_85 | 25 | 11 | 70 | 85 | Stabilized rammed earth wall systems | Construction Costs (CC) | Architectural works ¦ Non-structural works | External elevations |  | 2 | 04 | 020 | 000 | 2.04.020
Ss_25_11_70_85 | 25 | 11 | 70 | 85 | Stabilized rammed earth wall systems | Renewal Costs (RC) | Architectural works ¦ Non-structural works | External elevations |  | 3 | 04 | 020 | 000 | 3.04.020
Ss_25_11_70_85 | 25 | 11 | 70 | 85 | Stabilized rammed earth wall systems | Maintenance Costs (MC) | Architectural works ¦ Non-structural works | External elevations |  | 5 | 04 | 020 | 000 | 5.04.020
Ss_25_11_90 | 25 | 11 | 90 |  | Timber wall systems | Construction Costs (CC) | Architectural works ¦ Non-structural works | External elevations |  | 2 | 04 | 020 | 000 | 2.04.020
Ss_25_11_90 | 25 | 11 | 90 |  | Timber wall systems | Renewal Costs (RC) | Architectural works ¦ Non-structural works | External elevations |  | 3 | 04 | 020 | 000 | 3.04.020
Ss_25_11_90 | 25 | 11 | 90 |  | Timber wall systems | Maintenance Costs (MC) | Architectural works ¦ Non-structural works | External elevations |  | 5 | 04 | 020 | 000 | 5.04.020
Ss_25_11_90_15 | 25 | 11 | 90 | 15 | Cross-laminated timber wall systems | Construction Costs (CC) | Architectural works ¦ Non-structural works | External elevations |  | 2 | 04 | 020 | 000 | 2.04.020
Ss_25_11_90_15 | 25 | 11 | 90 | 15 | Cross-laminated timber wall systems | Renewal Costs (RC) | Architectural works ¦ Non-structural works | External elevations |  | 3 | 04 | 020 | 000 | 3.04.020
Ss_25_11_90_15 | 25 | 11 | 90 | 15 | Cross-laminated timber wall systems | Maintenance Costs (MC) | Architectural works ¦ Non-structural works | External elevations |  | 5 | 04 | 020 | 000 | 5.04.020
Ss_25_11_90_96 | 25 | 11 | 90 | 96 | Wood log wall systems | Construction Costs (CC) | Architectural works ¦ Non-structural works | External elevations |  | 2 | 04 | 020 | 000 | 2.04.020
Ss_25_11_90_96 | 25 | 11 | 90 | 96 | Wood log wall systems | Renewal Costs (RC) | Architectural works ¦ Non-structural works | External elevations |  | 3 | 04 | 020 | 000 | 3.04.020
Ss_25_11_90_96 | 25 | 11 | 90 | 96 | Wood log wall systems | Maintenance Costs (MC) | Architectural works ¦ Non-structural works | External elevations |  | 5 | 04 | 020 | 000 | 5.04.020
Ss_25_12 | 25 | 12 |  |  | Panel wall structure systems | Construction Costs (CC) | Architectural works ¦ Non-structural works | External elevations |  | 2 | 04 | 020 | 000 | 2.04.020
Ss_25_12 | 25 | 12 |  |  | Panel wall structure systems | Renewal Costs (RC) | Architectural works ¦ Non-structural works | External elevations |  | 3 | 04 | 020 | 000 | 3.04.020
Ss_25_12 | 25 | 12 |  |  | Panel wall structure systems | Maintenance Costs (MC) | Architectural works ¦ Non-structural works | External elevations |  | 5 | 04 | 020 | 000 | 5.04.020
Ss_25_12_10 | 25 | 12 | 10 |  | Brick panel wall systems | Construction Costs (CC) | Architectural works ¦ Non-structural works | External elevations |  | 2 | 04 | 020 | 000 | 2.04.020
Ss_25_12_10 | 25 | 12 | 10 |  | Brick panel wall systems | Renewal Costs (RC) | Architectural works ¦ Non-structural works | External elevations |  | 3 | 04 | 020 | 000 | 3.04.020
Ss_25_12_10 | 25 | 12 | 10 |  | Brick panel wall systems | Maintenance Costs (MC) | Architectural works ¦ Non-structural works | External elevations |  | 5 | 04 | 020 | 000 | 5.04.020
Ss_25_12_15 | 25 | 12 | 15 |  | Concrete panel wall systems | Construction Costs (CC) | Architectural works ¦ Non-structural works | External elevations |  | 2 | 04 | 020 | 000 | 2.04.020
Ss_25_12_15 | 25 | 12 | 15 |  | Concrete panel wall systems | Renewal Costs (RC) | Architectural works ¦ Non-structural works | External elevations |  | 3 | 04 | 020 | 000 | 3.04.020
Ss_25_12_15 | 25 | 12 | 15 |  | Concrete panel wall systems | Maintenance Costs (MC) | Architectural works ¦ Non-structural works | External elevations |  | 5 | 04 | 020 | 000 | 5.04.020
Ss_25_12_60 | 25 | 12 | 60 |  | Panel enclosure systems | Construction Costs (CC) | Architectural works ¦ Non-structural works | External elevations |  | 2 | 04 | 020 | 000 | 2.04.020
Ss_25_12_60 | 25 | 12 | 60 |  | Panel enclosure systems | Renewal Costs (RC) | Architectural works ¦ Non-structural works | External elevations |  | 3 | 04 | 020 | 000 | 3.04.020
Ss_25_12_60 | 25 | 12 | 60 |  | Panel enclosure systems | Maintenance Costs (MC) | Architectural works ¦ Non-structural works | External elevations |  | 5 | 04 | 020 | 000 | 5.04.020
Ss_25_12_60_30 | 25 | 12 | 60 | 30 | Fully-framed panel cubicle systems | Construction Costs (CC) | Architectural works ¦ Non-structural works | Internal divisions |  | 2 | 04 | 040 | 000 | 2.04.040
Ss_25_12_60_30 | 25 | 12 | 60 | 30 | Fully-framed panel cubicle systems | Renewal Costs (RC) | Architectural works ¦ Non-structural works | Internal divisions |  | 3 | 04 | 040 | 000 | 3.04.040
Ss_25_12_60_30 | 25 | 12 | 60 | 30 | Fully-framed panel cubicle systems | Maintenance Costs (MC) | Architectural works ¦ Non-structural works | Internal divisions |  | 5 | 04 | 040 | 000 | 5.04.040
Ss_25_12_60_60 | 25 | 12 | 60 | 60 | Panel cubicle systems | Construction Costs (CC) | Architectural works ¦ Non-structural works | Internal divisions |  | 2 | 04 | 040 | 000 | 2.04.040
Ss_25_12_60_60 | 25 | 12 | 60 | 60 | Panel cubicle systems | Renewal Costs (RC) | Architectural works ¦ Non-structural works | Internal divisions |  | 3 | 04 | 040 | 000 | 3.04.040
Ss_25_12_60_60 | 25 | 12 | 60 | 60 | Panel cubicle systems | Maintenance Costs (MC) | Architectural works ¦ Non-structural works | Internal divisions |  | 5 | 04 | 040 | 000 | 5.04.040
Ss_25_12_60_65 | 25 | 12 | 60 | 65 | Privacy screen systems | Construction Costs (CC) | Architectural works ¦ Non-structural works | Internal divisions |  | 2 | 04 | 040 | 000 | 2.04.040
Ss_25_12_60_65 | 25 | 12 | 60 | 65 | Privacy screen systems | Renewal Costs (RC) | Architectural works ¦ Non-structural works | Internal divisions |  | 3 | 04 | 040 | 000 | 3.04.040
Ss_25_12_60_65 | 25 | 12 | 60 | 65 | Privacy screen systems | Maintenance Costs (MC) | Architectural works ¦ Non-structural works | Internal divisions |  | 5 | 04 | 040 | 000 | 5.04.040
Ss_25_12_65 | 25 | 12 | 65 |  | Panel partition systems | Construction Costs (CC) | Architectural works ¦ Non-structural works | Internal divisions |  | 2 | 04 | 040 | 000 | 2.04.040
Ss_25_12_65 | 25 | 12 | 65 |  | Panel partition systems | Renewal Costs (RC) | Architectural works ¦ Non-structural works | Internal divisions |  | 3 | 04 | 040 | 000 | 3.04.040
Ss_25_12_65 | 25 | 12 | 65 |  | Panel partition systems | Maintenance Costs (MC) | Architectural works ¦ Non-structural works | Internal divisions |  | 5 | 04 | 040 | 000 | 5.04.040
Ss_25_12_65_50 | 25 | 12 | 65 | 50 | Media wall systems | Construction Costs (CC) | Architectural works ¦ Non-structural works | Internal divisions |  | 2 | 04 | 040 | 000 | 2.04.040
Ss_25_12_65_50 | 25 | 12 | 65 | 50 | Media wall systems | Renewal Costs (RC) | Architectural works ¦ Non-structural works | Internal divisions |  | 3 | 04 | 040 | 000 | 3.04.040
Ss_25_12_65_50 | 25 | 12 | 65 | 50 | Media wall systems | Maintenance Costs (MC) | Architectural works ¦ Non-structural works | Internal divisions |  | 5 | 04 | 040 | 000 | 5.04.040
Ss_25_12_65_55 | 25 | 12 | 65 | 55 | Mesh panel partition systems | Construction Costs (CC) | Architectural works ¦ Non-structural works | Internal divisions |  | 2 | 04 | 040 | 000 | 2.04.040
Ss_25_12_65_55 | 25 | 12 | 65 | 55 | Mesh panel partition systems | Renewal Costs (RC) | Architectural works ¦ Non-structural works | Internal divisions |  | 3 | 04 | 040 | 000 | 3.04.040
Ss_25_12_65_55 | 25 | 12 | 65 | 55 | Mesh panel partition systems | Maintenance Costs (MC) | Architectural works ¦ Non-structural works | Internal divisions |  | 5 | 04 | 040 | 000 | 5.04.040
Ss_25_12_65_60 | 25 | 12 | 65 | 60 | Plasterboard laminated partition systems | Construction Costs (CC) | Architectural works ¦ Non-structural works | Internal divisions |  | 2 | 04 | 040 | 000 | 2.04.040
Ss_25_12_65_60 | 25 | 12 | 65 | 60 | Plasterboard laminated partition systems | Renewal Costs (RC) | Architectural works ¦ Non-structural works | Internal divisions |  | 3 | 04 | 040 | 000 | 3.04.040
Ss_25_12_65_60 | 25 | 12 | 65 | 60 | Plasterboard laminated partition systems | Maintenance Costs (MC) | Architectural works ¦ Non-structural works | Internal divisions |  | 5 | 04 | 040 | 000 | 5.04.040
Ss_25_12_65_65 | 25 | 12 | 65 | 65 | Plasterboard panel partition systems | Construction Costs (CC) | Architectural works ¦ Non-structural works | Internal divisions |  | 2 | 04 | 040 | 000 | 2.04.040
Ss_25_12_65_65 | 25 | 12 | 65 | 65 | Plasterboard panel partition systems | Renewal Costs (RC) | Architectural works ¦ Non-structural works | Internal divisions |  | 3 | 04 | 040 | 000 | 3.04.040
Ss_25_12_65_65 | 25 | 12 | 65 | 65 | Plasterboard panel partition systems | Maintenance Costs (MC) | Architectural works ¦ Non-structural works | Internal divisions |  | 5 | 04 | 040 | 000 | 5.04.040
Ss_25_12_65_70 | 25 | 12 | 65 | 70 | Relocatable partition and ceiling systems | Construction Costs (CC) | Architectural works ¦ Non-structural works | Internal divisions |  | 2 | 04 | 040 | 000 | 2.04.040
Ss_25_12_65_70 | 25 | 12 | 65 | 70 | Relocatable partition and ceiling systems | Renewal Costs (RC) | Architectural works ¦ Non-structural works | Internal divisions |  | 3 | 04 | 040 | 000 | 3.04.040
Ss_25_12_65_70 | 25 | 12 | 65 | 70 | Relocatable partition and ceiling systems | Maintenance Costs (MC) | Architectural works ¦ Non-structural works | Internal divisions |  | 5 | 04 | 040 | 000 | 5.04.040
Ss_25_12_65_75 | 25 | 12 | 65 | 75 | Relocatable partition systems | Construction Costs (CC) | Architectural works ¦ Non-structural works | Internal divisions |  | 2 | 04 | 040 | 000 | 2.04.040
Ss_25_12_65_75 | 25 | 12 | 65 | 75 | Relocatable partition systems | Renewal Costs (RC) | Architectural works ¦ Non-structural works | Internal divisions |  | 3 | 04 | 040 | 000 | 3.04.040
Ss_25_12_65_75 | 25 | 12 | 65 | 75 | Relocatable partition systems | Maintenance Costs (MC) | Architectural works ¦ Non-structural works | Internal divisions |  | 5 | 04 | 040 | 000 | 5.04.040
Ss_25_12_65_85 | 25 | 12 | 65 | 85 | Storage wall systems | Construction Costs (CC) | Architectural works ¦ Non-structural works | Internal divisions |  | 2 | 04 | 040 | 000 | 2.04.040
Ss_25_12_65_85 | 25 | 12 | 65 | 85 | Storage wall systems | Renewal Costs (RC) | Architectural works ¦ Non-structural works | Internal divisions |  | 3 | 04 | 040 | 000 | 3.04.040
Ss_25_12_65_85 | 25 | 12 | 65 | 85 | Storage wall systems | Maintenance Costs (MC) | Architectural works ¦ Non-structural works | Internal divisions |  | 5 | 04 | 040 | 000 | 5.04.040
Ss_25_12_80 | 25 | 12 | 80 |  | Structural glass wall systems | Construction Costs (CC) | Architectural works ¦ Non-structural works | External elevations |  | 2 | 04 | 020 | 000 | 2.04.020
Ss_25_12_80 | 25 | 12 | 80 |  | Structural glass wall systems | Renewal Costs (RC) | Architectural works ¦ Non-structural works | External elevations |  | 3 | 04 | 020 | 000 | 3.04.020
Ss_25_12_80 | 25 | 12 | 80 |  | Structural glass wall systems | Maintenance Costs (MC) | Architectural works ¦ Non-structural works | External elevations |  | 5 | 04 | 020 | 000 | 5.04.020
Ss_25_12_80_65 | 25 | 12 | 80 | 65 | Point-fixed structural glass wall systems | Construction Costs (CC) | Architectural works ¦ Non-structural works | External elevations |  | 2 | 04 | 020 | 000 | 2.04.020
Ss_25_12_80_65 | 25 | 12 | 80 | 65 | Point-fixed structural glass wall systems | Renewal Costs (RC) | Architectural works ¦ Non-structural works | External elevations |  | 3 | 04 | 020 | 000 | 3.04.020
Ss_25_12_80_65 | 25 | 12 | 80 | 65 | Point-fixed structural glass wall systems | Maintenance Costs (MC) | Architectural works ¦ Non-structural works | External elevations |  | 5 | 04 | 020 | 000 | 5.04.020
Ss_25_12_80_83 | 25 | 12 | 80 | 83 | Stacked structural glass wall systems | Construction Costs (CC) | Architectural works ¦ Non-structural works | External elevations |  | 2 | 04 | 020 | 000 | 2.04.020
Ss_25_12_80_83 | 25 | 12 | 80 | 83 | Stacked structural glass wall systems | Renewal Costs (RC) | Architectural works ¦ Non-structural works | External elevations |  | 3 | 04 | 020 | 000 | 3.04.020
Ss_25_12_80_83 | 25 | 12 | 80 | 83 | Stacked structural glass wall systems | Maintenance Costs (MC) | Architectural works ¦ Non-structural works | External elevations |  | 5 | 04 | 020 | 000 | 5.04.020
Ss_25_12_80_85 | 25 | 12 | 80 | 85 | Suspended structural glass wall systems | Construction Costs (CC) | Architectural works ¦ Non-structural works | External elevations |  | 2 | 04 | 020 | 000 | 2.04.020
Ss_25_12_80_85 | 25 | 12 | 80 | 85 | Suspended structural glass wall systems | Renewal Costs (RC) | Architectural works ¦ Non-structural works | External elevations |  | 3 | 04 | 020 | 000 | 3.04.020
Ss_25_12_80_85 | 25 | 12 | 80 | 85 | Suspended structural glass wall systems | Maintenance Costs (MC) | Architectural works ¦ Non-structural works | External elevations |  | 5 | 04 | 020 | 000 | 5.04.020
Ss_25_12_85 | 25 | 12 | 85 |  | Structural steel panel wall systems | Construction Costs (CC) | Architectural works ¦ Non-structural works | External elevations |  | 2 | 04 | 020 | 000 | 2.04.020
Ss_25_12_85 | 25 | 12 | 85 |  | Structural steel panel wall systems | Renewal Costs (RC) | Architectural works ¦ Non-structural works | External elevations |  | 3 | 04 | 020 | 000 | 3.04.020
Ss_25_12_85 | 25 | 12 | 85 |  | Structural steel panel wall systems | Maintenance Costs (MC) | Architectural works ¦ Non-structural works | External elevations |  | 5 | 04 | 020 | 000 | 5.04.020
Ss_25_12_85_60 | 25 | 12 | 85 | 60 | Prefabricated metal wall systems | Construction Costs (CC) | Architectural works ¦ Non-structural works | External elevations |  | 2 | 04 | 020 | 000 | 2.04.020
Ss_25_12_85_60 | 25 | 12 | 85 | 60 | Prefabricated metal wall systems | Renewal Costs (RC) | Architectural works ¦ Non-structural works | External elevations |  | 3 | 04 | 020 | 000 | 3.04.020
Ss_25_12_85_60 | 25 | 12 | 85 | 60 | Prefabricated metal wall systems | Maintenance Costs (MC) | Architectural works ¦ Non-structural works | External elevations |  | 5 | 04 | 020 | 000 | 5.04.020
Ss_25_12_85_63 | 25 | 12 | 85 | 63 | Profile metal sheet wall systems | Construction Costs (CC) | Architectural works ¦ Non-structural works | External elevations |  | 2 | 04 | 020 | 000 | 2.04.020
Ss_25_12_85_63 | 25 | 12 | 85 | 63 | Profile metal sheet wall systems | Renewal Costs (RC) | Architectural works ¦ Non-structural works | External elevations |  | 3 | 04 | 020 | 000 | 3.04.020
Ss_25_12_85_63 | 25 | 12 | 85 | 63 | Profile metal sheet wall systems | Maintenance Costs (MC) | Architectural works ¦ Non-structural works | External elevations |  | 5 | 04 | 020 | 000 | 5.04.020
Ss_25_13 | 25 | 13 |  |  | Unit wall structure systems | Construction Costs (CC) | Architectural works ¦ Non-structural works | External elevations |  | 2 | 04 | 020 | 000 | 2.04.020
Ss_25_13 | 25 | 13 |  |  | Unit wall structure systems | Renewal Costs (RC) | Architectural works ¦ Non-structural works | External elevations |  | 3 | 04 | 020 | 000 | 3.04.020
Ss_25_13 | 25 | 13 |  |  | Unit wall structure systems | Maintenance Costs (MC) | Architectural works ¦ Non-structural works | External elevations |  | 5 | 04 | 020 | 000 | 5.04.020
Ss_25_13_05 | 25 | 13 | 05 |  | Adobe block wall systems | Construction Costs (CC) | Architectural works ¦ Non-structural works | External elevations |  | 2 | 04 | 020 | 000 | 2.04.020
Ss_25_13_05 | 25 | 13 | 05 |  | Adobe block wall systems | Renewal Costs (RC) | Architectural works ¦ Non-structural works | External elevations |  | 3 | 04 | 020 | 000 | 3.04.020
Ss_25_13_05 | 25 | 13 | 05 |  | Adobe block wall systems | Maintenance Costs (MC) | Architectural works ¦ Non-structural works | External elevations |  | 5 | 04 | 020 | 000 | 5.04.020
Ss_25_13_24 | 25 | 13 | 24 |  | Dry stone wall systems | Construction Costs (CC) | Architectural works ¦ Non-structural works | External elevations |  | 2 | 04 | 020 | 000 | 2.04.020
Ss_25_13_24 | 25 | 13 | 24 |  | Dry stone wall systems | Renewal Costs (RC) | Architectural works ¦ Non-structural works | External elevations |  | 3 | 04 | 020 | 000 | 3.04.020
Ss_25_13_24 | 25 | 13 | 24 |  | Dry stone wall systems | Maintenance Costs (MC) | Architectural works ¦ Non-structural works | External elevations |  | 5 | 04 | 020 | 000 | 5.04.020
Ss_25_13_30 | 25 | 13 | 30 |  | Gabion wall systems | Construction Costs (CC) | Architectural works ¦ Non-structural works | External elevations |  | 2 | 04 | 020 | 000 | 2.04.020
Ss_25_13_30 | 25 | 13 | 30 |  | Gabion wall systems | Renewal Costs (RC) | Architectural works ¦ Non-structural works | External elevations |  | 3 | 04 | 020 | 000 | 3.04.020
Ss_25_13_30 | 25 | 13 | 30 |  | Gabion wall systems | Maintenance Costs (MC) | Architectural works ¦ Non-structural works | External elevations |  | 5 | 04 | 020 | 000 | 5.04.020
Ss_25_13_33 | 25 | 13 | 33 |  | Glass wall systems | Construction Costs (CC) | Architectural works ¦ Non-structural works | External elevations |  | 2 | 04 | 020 | 000 | 2.04.020
Ss_25_13_33 | 25 | 13 | 33 |  | Glass wall systems | Renewal Costs (RC) | Architectural works ¦ Non-structural works | External elevations |  | 3 | 04 | 020 | 000 | 3.04.020
Ss_25_13_33 | 25 | 13 | 33 |  | Glass wall systems | Maintenance Costs (MC) | Architectural works ¦ Non-structural works | External elevations |  | 5 | 04 | 020 | 000 | 5.04.020
Ss_25_13_33_33 | 25 | 13 | 33 | 33 | Glass block wall systems | Construction Costs (CC) | Architectural works ¦ Non-structural works | External elevations |  | 2 | 04 | 020 | 000 | 2.04.020
Ss_25_13_33_33 | 25 | 13 | 33 | 33 | Glass block wall systems | Renewal Costs (RC) | Architectural works ¦ Non-structural works | External elevations |  | 3 | 04 | 020 | 000 | 3.04.020
Ss_25_13_33_33 | 25 | 13 | 33 | 33 | Glass block wall systems | Maintenance Costs (MC) | Architectural works ¦ Non-structural works | External elevations |  | 5 | 04 | 020 | 000 | 5.04.020
Ss_25_13_33_64 | 25 | 13 | 33 | 64 | Prefabricated glass block wall systems | Construction Costs (CC) | Architectural works ¦ Non-structural works | External elevations |  | 2 | 04 | 020 | 000 | 2.04.020
Ss_25_13_33_64 | 25 | 13 | 33 | 64 | Prefabricated glass block wall systems | Renewal Costs (RC) | Architectural works ¦ Non-structural works | External elevations |  | 3 | 04 | 020 | 000 | 3.04.020
Ss_25_13_33_64 | 25 | 13 | 33 | 64 | Prefabricated glass block wall systems | Maintenance Costs (MC) | Architectural works ¦ Non-structural works | External elevations |  | 5 | 04 | 020 | 000 | 5.04.020
Ss_25_13_35 | 25 | 13 | 35 |  | Gypsum block wall systems | Construction Costs (CC) | Architectural works ¦ Non-structural works | External elevations |  | 2 | 04 | 020 | 000 | 2.04.020
Ss_25_13_35 | 25 | 13 | 35 |  | Gypsum block wall systems | Renewal Costs (RC) | Architectural works ¦ Non-structural works | External elevations |  | 3 | 04 | 020 | 000 | 3.04.020
Ss_25_13_35 | 25 | 13 | 35 |  | Gypsum block wall systems | Maintenance Costs (MC) | Architectural works ¦ Non-structural works | External elevations |  | 5 | 04 | 020 | 000 | 5.04.020
Ss_25_13_45 | 25 | 13 | 45 |  | Lead brick wall systems | Construction Costs (CC) | Architectural works ¦ Non-structural works | External elevations |  | 2 | 04 | 020 | 000 | 2.04.020
Ss_25_13_45 | 25 | 13 | 45 |  | Lead brick wall systems | Renewal Costs (RC) | Architectural works ¦ Non-structural works | External elevations |  | 3 | 04 | 020 | 000 | 3.04.020
Ss_25_13_45 | 25 | 13 | 45 |  | Lead brick wall systems | Maintenance Costs (MC) | Architectural works ¦ Non-structural works | External elevations |  | 5 | 04 | 020 | 000 | 5.04.020
Ss_25_13_50 | 25 | 13 | 50 |  | Masonry wall systems | Construction Costs (CC) | Architectural works ¦ Non-structural works | External elevations |  | 2 | 04 | 020 | 000 | 2.04.020
Ss_25_13_50 | 25 | 13 | 50 |  | Masonry wall systems | Renewal Costs (RC) | Architectural works ¦ Non-structural works | External elevations |  | 3 | 04 | 020 | 000 | 3.04.020
Ss_25_13_50 | 25 | 13 | 50 |  | Masonry wall systems | Maintenance Costs (MC) | Architectural works ¦ Non-structural works | External elevations |  | 5 | 04 | 020 | 000 | 5.04.020
Ss_25_13_50_11 | 25 | 13 | 50 | 11 | Cavity wall insulation systems | Construction Costs (CC) | Architectural works ¦ Non-structural works | External elevations |  | 2 | 04 | 020 | 000 | 2.04.020
Ss_25_13_50_11 | 25 | 13 | 50 | 11 | Cavity wall insulation systems | Renewal Costs (RC) | Architectural works ¦ Non-structural works | External elevations |  | 3 | 04 | 020 | 000 | 3.04.020
Ss_25_13_50_11 | 25 | 13 | 50 | 11 | Cavity wall insulation systems | Maintenance Costs (MC) | Architectural works ¦ Non-structural works | External elevations |  | 5 | 04 | 020 | 000 | 5.04.020
Ss_25_13_50_49 | 25 | 13 | 50 | 49 | Masonry exposed feature systems | Construction Costs (CC) | Architectural works ¦ Non-structural works | External elevations |  | 2 | 04 | 020 | 000 | 2.04.020
Ss_25_13_50_49 | 25 | 13 | 50 | 49 | Masonry exposed feature systems | Renewal Costs (RC) | Architectural works ¦ Non-structural works | External elevations |  | 3 | 04 | 020 | 000 | 3.04.020
Ss_25_13_50_49 | 25 | 13 | 50 | 49 | Masonry exposed feature systems | Maintenance Costs (MC) | Architectural works ¦ Non-structural works | External elevations |  | 5 | 04 | 020 | 000 | 5.04.020
Ss_25_13_50_50 | 25 | 13 | 50 | 50 | Masonry wall external leaf systems | Construction Costs (CC) | Architectural works ¦ Non-structural works | External elevations |  | 2 | 04 | 020 | 000 | 2.04.020
Ss_25_13_50_50 | 25 | 13 | 50 | 50 | Masonry wall external leaf systems | Renewal Costs (RC) | Architectural works ¦ Non-structural works | External elevations |  | 3 | 04 | 020 | 000 | 3.04.020
Ss_25_13_50_50 | 25 | 13 | 50 | 50 | Masonry wall external leaf systems | Maintenance Costs (MC) | Architectural works ¦ Non-structural works | External elevations |  | 5 | 04 | 020 | 000 | 5.04.020
Ss_25_13_50_51 | 25 | 13 | 50 | 51 | Masonry wall internal leaf systems | Construction Costs (CC) | Architectural works ¦ Non-structural works | External elevations |  | 2 | 04 | 020 | 000 | 2.04.020
Ss_25_13_50_51 | 25 | 13 | 50 | 51 | Masonry wall internal leaf systems | Renewal Costs (RC) | Architectural works ¦ Non-structural works | External elevations |  | 3 | 04 | 020 | 000 | 3.04.020
Ss_25_13_50_51 | 25 | 13 | 50 | 51 | Masonry wall internal leaf systems | Maintenance Costs (MC) | Architectural works ¦ Non-structural works | External elevations |  | 5 | 04 | 020 | 000 | 5.04.020
Ss_25_13_50_52 | 25 | 13 | 50 | 52 | Masonry wall single leaf systems | Construction Costs (CC) | Architectural works ¦ Non-structural works | External elevations |  | 2 | 04 | 020 | 000 | 2.04.020
Ss_25_13_50_52 | 25 | 13 | 50 | 52 | Masonry wall single leaf systems | Renewal Costs (RC) | Architectural works ¦ Non-structural works | External elevations |  | 3 | 04 | 020 | 000 | 3.04.020
Ss_25_13_50_52 | 25 | 13 | 50 | 52 | Masonry wall single leaf systems | Maintenance Costs (MC) | Architectural works ¦ Non-structural works | External elevations |  | 5 | 04 | 020 | 000 | 5.04.020
Ss_25_13_50_54 | 25 | 13 | 50 | 54 | Masonry free-standing wall leaf systems | Construction Costs (CC) | Architectural works ¦ Non-structural works | External elevations |  | 2 | 04 | 020 | 000 | 2.04.020
Ss_25_13_50_54 | 25 | 13 | 50 | 54 | Masonry free-standing wall leaf systems | Renewal Costs (RC) | Architectural works ¦ Non-structural works | External elevations |  | 3 | 04 | 020 | 000 | 3.04.020
Ss_25_13_50_54 | 25 | 13 | 50 | 54 | Masonry free-standing wall leaf systems | Maintenance Costs (MC) | Architectural works ¦ Non-structural works | External elevations |  | 5 | 04 | 020 | 000 | 5.04.020
Ss_25_13_50_56 | 25 | 13 | 50 | 56 | Masonry internal partition systems | Construction Costs (CC) | Architectural works ¦ Non-structural works | External elevations |  | 2 | 04 | 020 | 000 | 2.04.020
Ss_25_13_50_56 | 25 | 13 | 50 | 56 | Masonry internal partition systems | Renewal Costs (RC) | Architectural works ¦ Non-structural works | External elevations |  | 3 | 04 | 020 | 000 | 3.04.020
Ss_25_13_50_56 | 25 | 13 | 50 | 56 | Masonry internal partition systems | Maintenance Costs (MC) | Architectural works ¦ Non-structural works | External elevations |  | 5 | 04 | 020 | 000 | 5.04.020
Ss_25_13_70 | 25 | 13 | 70 |  | Reinforced masonry wall systems | Construction Costs (CC) | Architectural works ¦ Non-structural works | External elevations |  | 2 | 04 | 020 | 000 | 2.04.020
Ss_25_13_70 | 25 | 13 | 70 |  | Reinforced masonry wall systems | Renewal Costs (RC) | Architectural works ¦ Non-structural works | External elevations |  | 3 | 04 | 020 | 000 | 3.04.020
Ss_25_13_70 | 25 | 13 | 70 |  | Reinforced masonry wall systems | Maintenance Costs (MC) | Architectural works ¦ Non-structural works | External elevations |  | 5 | 04 | 020 | 000 | 5.04.020
Ss_25_13_85 | 25 | 13 | 85 |  | Straw bale wall systems | Construction Costs (CC) | Architectural works ¦ Non-structural works | External elevations |  | 2 | 04 | 020 | 000 | 2.04.020
Ss_25_13_85 | 25 | 13 | 85 |  | Straw bale wall systems | Renewal Costs (RC) | Architectural works ¦ Non-structural works | External elevations |  | 3 | 04 | 020 | 000 | 3.04.020
Ss_25_13_85 | 25 | 13 | 85 |  | Straw bale wall systems | Maintenance Costs (MC) | Architectural works ¦ Non-structural works | External elevations |  | 5 | 04 | 020 | 000 | 5.04.020
Ss_25_13_85_30 | 25 | 13 | 85 | 30 | Framed straw bale wall systems | Construction Costs (CC) | Architectural works ¦ Non-structural works | External elevations |  | 2 | 04 | 020 | 000 | 2.04.020
Ss_25_13_85_30 | 25 | 13 | 85 | 30 | Framed straw bale wall systems | Renewal Costs (RC) | Architectural works ¦ Non-structural works | External elevations |  | 3 | 04 | 020 | 000 | 3.04.020
Ss_25_13_85_30 | 25 | 13 | 85 | 30 | Framed straw bale wall systems | Maintenance Costs (MC) | Architectural works ¦ Non-structural works | External elevations |  | 5 | 04 | 020 | 000 | 5.04.020
Ss_25_13_85_95 | 25 | 13 | 85 | 95 | Unframed straw bale wall systems | Construction Costs (CC) | Architectural works ¦ Non-structural works | External elevations |  | 2 | 04 | 020 | 000 | 2.04.020
Ss_25_13_85_95 | 25 | 13 | 85 | 95 | Unframed straw bale wall systems | Renewal Costs (RC) | Architectural works ¦ Non-structural works | External elevations |  | 3 | 04 | 020 | 000 | 3.04.020
Ss_25_13_85_95 | 25 | 13 | 85 | 95 | Unframed straw bale wall systems | Maintenance Costs (MC) | Architectural works ¦ Non-structural works | External elevations |  | 5 | 04 | 020 | 000 | 5.04.020
Ss_25_14 | 25 | 14 |  |  | Fence systems | Construction Costs (CC) | External and ancillary works | Fittings and equipment |  | 2 | 07 | 060 | 000 | 2.07.060
Ss_25_14 | 25 | 14 |  |  | Fence systems | Renewal Costs (RC) | External and ancillary works | Fittings and equipment |  | 3 | 07 | 060 | 000 | 3.07.060
Ss_25_14 | 25 | 14 |  |  | Fence systems | Maintenance Costs (MC) | External and ancillary works | Fittings and equipment |  | 5 | 07 | 060 | 000 | 5.07.060
Ss_25_14_30 | 25 | 14 | 30 |  | Framed fence systems | Construction Costs (CC) | External and ancillary works | Fittings and equipment |  | 2 | 07 | 060 | 000 | 2.07.060
Ss_25_14_30 | 25 | 14 | 30 |  | Framed fence systems | Renewal Costs (RC) | External and ancillary works | Fittings and equipment |  | 3 | 07 | 060 | 000 | 3.07.060
Ss_25_14_30 | 25 | 14 | 30 |  | Framed fence systems | Maintenance Costs (MC) | External and ancillary works | Fittings and equipment |  | 5 | 07 | 060 | 000 | 5.07.060
Ss_25_14_55 | 25 | 14 | 55 |  | Monolithic fence systems | Construction Costs (CC) | External and ancillary works | Fittings and equipment |  | 2 | 07 | 060 | 000 | 2.07.060
Ss_25_14_55 | 25 | 14 | 55 |  | Monolithic fence systems | Renewal Costs (RC) | External and ancillary works | Fittings and equipment |  | 3 | 07 | 060 | 000 | 3.07.060
Ss_25_14_55 | 25 | 14 | 55 |  | Monolithic fence systems | Maintenance Costs (MC) | External and ancillary works | Fittings and equipment |  | 5 | 07 | 060 | 000 | 5.07.060
Ss_25_14_63 | 25 | 14 | 63 |  | Post, rail and board fence systems | Construction Costs (CC) | External and ancillary works | Fittings and equipment |  | 2 | 07 | 060 | 000 | 2.07.060
Ss_25_14_63 | 25 | 14 | 63 |  | Post, rail and board fence systems | Renewal Costs (RC) | External and ancillary works | Fittings and equipment |  | 3 | 07 | 060 | 000 | 3.07.060
Ss_25_14_63 | 25 | 14 | 63 |  | Post, rail and board fence systems | Maintenance Costs (MC) | External and ancillary works | Fittings and equipment |  | 5 | 07 | 060 | 000 | 5.07.060
Ss_25_14_63_06 | 25 | 14 | 63 | 06 | Bespoke fencing systems | Construction Costs (CC) | External and ancillary works | Fittings and equipment |  | 2 | 07 | 060 | 000 | 2.07.060
Ss_25_14_63_06 | 25 | 14 | 63 | 06 | Bespoke fencing systems | Renewal Costs (RC) | External and ancillary works | Fittings and equipment |  | 3 | 07 | 060 | 000 | 3.07.060
Ss_25_14_63_06 | 25 | 14 | 63 | 06 | Bespoke fencing systems | Maintenance Costs (MC) | External and ancillary works | Fittings and equipment |  | 5 | 07 | 060 | 000 | 5.07.060
Ss_25_14_63_08 | 25 | 14 | 63 | 08 | Board or palisade fencing systems | Construction Costs (CC) | External and ancillary works | Fittings and equipment |  | 2 | 07 | 060 | 000 | 2.07.060
Ss_25_14_63_08 | 25 | 14 | 63 | 08 | Board or palisade fencing systems | Renewal Costs (RC) | External and ancillary works | Fittings and equipment |  | 3 | 07 | 060 | 000 | 3.07.060
Ss_25_14_63_08 | 25 | 14 | 63 | 08 | Board or palisade fencing systems | Maintenance Costs (MC) | External and ancillary works | Fittings and equipment |  | 5 | 07 | 060 | 000 | 5.07.060
Ss_25_14_63_11 | 25 | 14 | 63 | 11 | Carbon steel continuous bar fencing systems | Construction Costs (CC) | External and ancillary works | Fittings and equipment |  | 2 | 07 | 060 | 000 | 2.07.060
Ss_25_14_63_11 | 25 | 14 | 63 | 11 | Carbon steel continuous bar fencing systems | Renewal Costs (RC) | External and ancillary works | Fittings and equipment |  | 3 | 07 | 060 | 000 | 3.07.060
Ss_25_14_63_11 | 25 | 14 | 63 | 11 | Carbon steel continuous bar fencing systems | Maintenance Costs (MC) | External and ancillary works | Fittings and equipment |  | 5 | 07 | 060 | 000 | 5.07.060
Ss_25_14_63_51 | 25 | 14 | 63 | 51 | Metal post and rail fencing systems | Construction Costs (CC) | External and ancillary works | Fittings and equipment |  | 2 | 07 | 060 | 000 | 2.07.060
Ss_25_14_63_51 | 25 | 14 | 63 | 51 | Metal post and rail fencing systems | Renewal Costs (RC) | External and ancillary works | Fittings and equipment |  | 3 | 07 | 060 | 000 | 3.07.060
Ss_25_14_63_51 | 25 | 14 | 63 | 51 | Metal post and rail fencing systems | Maintenance Costs (MC) | External and ancillary works | Fittings and equipment |  | 5 | 07 | 060 | 000 | 5.07.060
Ss_25_14_63_52 | 25 | 14 | 63 | 52 | Metal vertical pale fencing systems | Construction Costs (CC) | External and ancillary works | Fittings and equipment |  | 2 | 07 | 060 | 000 | 2.07.060
Ss_25_14_63_52 | 25 | 14 | 63 | 52 | Metal vertical pale fencing systems | Renewal Costs (RC) | External and ancillary works | Fittings and equipment |  | 3 | 07 | 060 | 000 | 3.07.060
Ss_25_14_63_52 | 25 | 14 | 63 | 52 | Metal vertical pale fencing systems | Maintenance Costs (MC) | External and ancillary works | Fittings and equipment |  | 5 | 07 | 060 | 000 | 5.07.060
Ss_25_14_63_56 | 25 | 14 | 63 | 56 | Natural hurdle fencing systems | Construction Costs (CC) | External and ancillary works | Fittings and equipment |  | 2 | 07 | 060 | 000 | 2.07.060
Ss_25_14_63_56 | 25 | 14 | 63 | 56 | Natural hurdle fencing systems | Renewal Costs (RC) | External and ancillary works | Fittings and equipment |  | 3 | 07 | 060 | 000 | 3.07.060
Ss_25_14_63_56 | 25 | 14 | 63 | 56 | Natural hurdle fencing systems | Maintenance Costs (MC) | External and ancillary works | Fittings and equipment |  | 5 | 07 | 060 | 000 | 5.07.060
Ss_25_14_63_62 | 25 | 14 | 63 | 62 | Post and panel fencing systems | Construction Costs (CC) | External and ancillary works | Fittings and equipment |  | 2 | 07 | 060 | 000 | 2.07.060
Ss_25_14_63_62 | 25 | 14 | 63 | 62 | Post and panel fencing systems | Renewal Costs (RC) | External and ancillary works | Fittings and equipment |  | 3 | 07 | 060 | 000 | 3.07.060
Ss_25_14_63_62 | 25 | 14 | 63 | 62 | Post and panel fencing systems | Maintenance Costs (MC) | External and ancillary works | Fittings and equipment |  | 5 | 07 | 060 | 000 | 5.07.060
Ss_25_14_63_63 | 25 | 14 | 63 | 63 | Post and rail fencing systems | Construction Costs (CC) | External and ancillary works | Fittings and equipment |  | 2 | 07 | 060 | 000 | 2.07.060
Ss_25_14_63_63 | 25 | 14 | 63 | 63 | Post and rail fencing systems | Renewal Costs (RC) | External and ancillary works | Fittings and equipment |  | 3 | 07 | 060 | 000 | 3.07.060
Ss_25_14_63_63 | 25 | 14 | 63 | 63 | Post and rail fencing systems | Maintenance Costs (MC) | External and ancillary works | Fittings and equipment |  | 5 | 07 | 060 | 000 | 5.07.060
Ss_25_14_63_64 | 25 | 14 | 63 | 64 | Precast concrete palisade fencing systems | Construction Costs (CC) | External and ancillary works | Fittings and equipment |  | 2 | 07 | 060 | 000 | 2.07.060
Ss_25_14_63_64 | 25 | 14 | 63 | 64 | Precast concrete palisade fencing systems | Renewal Costs (RC) | External and ancillary works | Fittings and equipment |  | 3 | 07 | 060 | 000 | 3.07.060
Ss_25_14_63_64 | 25 | 14 | 63 | 64 | Precast concrete palisade fencing systems | Maintenance Costs (MC) | External and ancillary works | Fittings and equipment |  | 5 | 07 | 060 | 000 | 5.07.060
Ss_25_14_63_65 | 25 | 14 | 63 | 65 | Precast concrete post and panel fencing systems | Construction Costs (CC) | External and ancillary works | Fittings and equipment |  | 2 | 07 | 060 | 000 | 2.07.060
Ss_25_14_63_65 | 25 | 14 | 63 | 65 | Precast concrete post and panel fencing systems | Renewal Costs (RC) | External and ancillary works | Fittings and equipment |  | 3 | 07 | 060 | 000 | 3.07.060
Ss_25_14_63_65 | 25 | 14 | 63 | 65 | Precast concrete post and panel fencing systems | Maintenance Costs (MC) | External and ancillary works | Fittings and equipment |  | 5 | 07 | 060 | 000 | 5.07.060
Ss_25_14_63_66 | 25 | 14 | 63 | 66 | Precast concrete post and rail fencing systems | Construction Costs (CC) | External and ancillary works | Fittings and equipment |  | 2 | 07 | 060 | 000 | 2.07.060
Ss_25_14_63_66 | 25 | 14 | 63 | 66 | Precast concrete post and rail fencing systems | Renewal Costs (RC) | External and ancillary works | Fittings and equipment |  | 3 | 07 | 060 | 000 | 3.07.060
Ss_25_14_63_66 | 25 | 14 | 63 | 66 | Precast concrete post and rail fencing systems | Maintenance Costs (MC) | External and ancillary works | Fittings and equipment |  | 5 | 07 | 060 | 000 | 5.07.060
Ss_25_14_63_67 | 25 | 14 | 63 | 67 | Prefabricated wood or plastics panel fencing systems | Construction Costs (CC) | External and ancillary works | Fittings and equipment |  | 2 | 07 | 060 | 000 | 2.07.060
Ss_25_14_63_67 | 25 | 14 | 63 | 67 | Prefabricated wood or plastics panel fencing systems | Renewal Costs (RC) | External and ancillary works | Fittings and equipment |  | 3 | 07 | 060 | 000 | 3.07.060
Ss_25_14_63_67 | 25 | 14 | 63 | 67 | Prefabricated wood or plastics panel fencing systems | Maintenance Costs (MC) | External and ancillary works | Fittings and equipment |  | 5 | 07 | 060 | 000 | 5.07.060
Ss_25_14_63_84 | 25 | 14 | 63 | 84 | Steel hurdle fencing systems | Construction Costs (CC) | External and ancillary works | Fittings and equipment |  | 2 | 07 | 060 | 000 | 2.07.060
Ss_25_14_63_84 | 25 | 14 | 63 | 84 | Steel hurdle fencing systems | Renewal Costs (RC) | External and ancillary works | Fittings and equipment |  | 3 | 07 | 060 | 000 | 3.07.060
Ss_25_14_63_84 | 25 | 14 | 63 | 84 | Steel hurdle fencing systems | Maintenance Costs (MC) | External and ancillary works | Fittings and equipment |  | 5 | 07 | 060 | 000 | 5.07.060
Ss_25_14_63_85 | 25 | 14 | 63 | 85 | Steel palisade panel fencing systems | Construction Costs (CC) | External and ancillary works | Fittings and equipment |  | 2 | 07 | 060 | 000 | 2.07.060
Ss_25_14_63_85 | 25 | 14 | 63 | 85 | Steel palisade panel fencing systems | Renewal Costs (RC) | External and ancillary works | Fittings and equipment |  | 3 | 07 | 060 | 000 | 3.07.060
Ss_25_14_63_85 | 25 | 14 | 63 | 85 | Steel palisade panel fencing systems | Maintenance Costs (MC) | External and ancillary works | Fittings and equipment |  | 5 | 07 | 060 | 000 | 5.07.060
Ss_25_14_63_86 | 25 | 14 | 63 | 86 | Steel vertical bar fencing systems | Construction Costs (CC) | External and ancillary works | Fittings and equipment |  | 2 | 07 | 060 | 000 | 2.07.060
Ss_25_14_63_86 | 25 | 14 | 63 | 86 | Steel vertical bar fencing systems | Renewal Costs (RC) | External and ancillary works | Fittings and equipment |  | 3 | 07 | 060 | 000 | 3.07.060
Ss_25_14_63_86 | 25 | 14 | 63 | 86 | Steel vertical bar fencing systems | Maintenance Costs (MC) | External and ancillary works | Fittings and equipment |  | 5 | 07 | 060 | 000 | 5.07.060
Ss_25_14_63_95 | 25 | 14 | 63 | 95 | Wood close boarded fencing systems | Construction Costs (CC) | External and ancillary works | Fittings and equipment |  | 2 | 07 | 060 | 000 | 2.07.060
Ss_25_14_63_95 | 25 | 14 | 63 | 95 | Wood close boarded fencing systems | Renewal Costs (RC) | External and ancillary works | Fittings and equipment |  | 3 | 07 | 060 | 000 | 3.07.060
Ss_25_14_63_95 | 25 | 14 | 63 | 95 | Wood close boarded fencing systems | Maintenance Costs (MC) | External and ancillary works | Fittings and equipment |  | 5 | 07 | 060 | 000 | 5.07.060
Ss_25_14_63_96 | 25 | 14 | 63 | 96 | Wood palisade fencing systems | Construction Costs (CC) | External and ancillary works | Fittings and equipment |  | 2 | 07 | 060 | 000 | 2.07.060
Ss_25_14_63_96 | 25 | 14 | 63 | 96 | Wood palisade fencing systems | Renewal Costs (RC) | External and ancillary works | Fittings and equipment |  | 3 | 07 | 060 | 000 | 3.07.060
Ss_25_14_63_96 | 25 | 14 | 63 | 96 | Wood palisade fencing systems | Maintenance Costs (MC) | External and ancillary works | Fittings and equipment |  | 5 | 07 | 060 | 000 | 5.07.060
Ss_25_14_63_97 | 25 | 14 | 63 | 97 | Wood post and rail fencing systems | Construction Costs (CC) | External and ancillary works | Fittings and equipment |  | 2 | 07 | 060 | 000 | 2.07.060
Ss_25_14_63_97 | 25 | 14 | 63 | 97 | Wood post and rail fencing systems | Renewal Costs (RC) | External and ancillary works | Fittings and equipment |  | 3 | 07 | 060 | 000 | 3.07.060
Ss_25_14_63_97 | 25 | 14 | 63 | 97 | Wood post and rail fencing systems | Maintenance Costs (MC) | External and ancillary works | Fittings and equipment |  | 5 | 07 | 060 | 000 | 5.07.060
Ss_25_14_63_98 | 25 | 14 | 63 | 98 | Wrought iron panel fencing systems | Construction Costs (CC) | External and ancillary works | Fittings and equipment |  | 2 | 07 | 060 | 000 | 2.07.060
Ss_25_14_63_98 | 25 | 14 | 63 | 98 | Wrought iron panel fencing systems | Renewal Costs (RC) | External and ancillary works | Fittings and equipment |  | 3 | 07 | 060 | 000 | 3.07.060
Ss_25_14_63_98 | 25 | 14 | 63 | 98 | Wrought iron panel fencing systems | Maintenance Costs (MC) | External and ancillary works | Fittings and equipment |  | 5 | 07 | 060 | 000 | 5.07.060
Ss_25_14_67 | 25 | 14 | 67 |  | Post, wire and mesh fence systems | Construction Costs (CC) | External and ancillary works | Fittings and equipment |  | 2 | 07 | 060 | 000 | 2.07.060
Ss_25_14_67 | 25 | 14 | 67 |  | Post, wire and mesh fence systems | Renewal Costs (RC) | External and ancillary works | Fittings and equipment |  | 3 | 07 | 060 | 000 | 3.07.060
Ss_25_14_67 | 25 | 14 | 67 |  | Post, wire and mesh fence systems | Maintenance Costs (MC) | External and ancillary works | Fittings and equipment |  | 5 | 07 | 060 | 000 | 5.07.060
Ss_25_14_67_12 | 25 | 14 | 67 | 12 | Chain link fencing systems | Construction Costs (CC) | External and ancillary works | Fittings and equipment |  | 2 | 07 | 060 | 000 | 2.07.060
Ss_25_14_67_12 | 25 | 14 | 67 | 12 | Chain link fencing systems | Renewal Costs (RC) | External and ancillary works | Fittings and equipment |  | 3 | 07 | 060 | 000 | 3.07.060
Ss_25_14_67_12 | 25 | 14 | 67 | 12 | Chain link fencing systems | Maintenance Costs (MC) | External and ancillary works | Fittings and equipment |  | 5 | 07 | 060 | 000 | 5.07.060
Ss_25_14_67_14 | 25 | 14 | 67 | 14 | Cleft chestnut pale fencing systems | Construction Costs (CC) | External and ancillary works | Fittings and equipment |  | 2 | 07 | 060 | 000 | 2.07.060
Ss_25_14_67_14 | 25 | 14 | 67 | 14 | Cleft chestnut pale fencing systems | Renewal Costs (RC) | External and ancillary works | Fittings and equipment |  | 3 | 07 | 060 | 000 | 3.07.060
Ss_25_14_67_14 | 25 | 14 | 67 | 14 | Cleft chestnut pale fencing systems | Maintenance Costs (MC) | External and ancillary works | Fittings and equipment |  | 5 | 07 | 060 | 000 | 5.07.060
Ss_25_14_67_15 | 25 | 14 | 67 | 15 | Continuous mesh fencing systems | Construction Costs (CC) | External and ancillary works | Fittings and equipment |  | 2 | 07 | 060 | 000 | 2.07.060
Ss_25_14_67_15 | 25 | 14 | 67 | 15 | Continuous mesh fencing systems | Renewal Costs (RC) | External and ancillary works | Fittings and equipment |  | 3 | 07 | 060 | 000 | 3.07.060
Ss_25_14_67_15 | 25 | 14 | 67 | 15 | Continuous mesh fencing systems | Maintenance Costs (MC) | External and ancillary works | Fittings and equipment |  | 5 | 07 | 060 | 000 | 5.07.060
Ss_25_14_67_24 | 25 | 14 | 67 | 24 | Dropper pattern strained wire fencing systems | Construction Costs (CC) | External and ancillary works | Fittings and equipment |  | 2 | 07 | 060 | 000 | 2.07.060
Ss_25_14_67_24 | 25 | 14 | 67 | 24 | Dropper pattern strained wire fencing systems | Renewal Costs (RC) | External and ancillary works | Fittings and equipment |  | 3 | 07 | 060 | 000 | 3.07.060
Ss_25_14_67_24 | 25 | 14 | 67 | 24 | Dropper pattern strained wire fencing systems | Maintenance Costs (MC) | External and ancillary works | Fittings and equipment |  | 5 | 07 | 060 | 000 | 5.07.060
Ss_25_14_67_27 | 25 | 14 | 67 | 27 | Electric fencing systems | Construction Costs (CC) | External and ancillary works | Fittings and equipment |  | 2 | 07 | 060 | 000 | 2.07.060
Ss_25_14_67_27 | 25 | 14 | 67 | 27 | Electric fencing systems | Renewal Costs (RC) | External and ancillary works | Fittings and equipment |  | 3 | 07 | 060 | 000 | 3.07.060
Ss_25_14_67_27 | 25 | 14 | 67 | 27 | Electric fencing systems | Maintenance Costs (MC) | External and ancillary works | Fittings and equipment |  | 5 | 07 | 060 | 000 | 5.07.060
Ss_25_14_67_28 | 25 | 14 | 67 | 28 | Electric security fencing systems | Construction Costs (CC) | External and ancillary works | Fittings and equipment |  | 2 | 07 | 060 | 000 | 2.07.060
Ss_25_14_67_28 | 25 | 14 | 67 | 28 | Electric security fencing systems | Renewal Costs (RC) | External and ancillary works | Fittings and equipment |  | 3 | 07 | 060 | 000 | 3.07.060
Ss_25_14_67_28 | 25 | 14 | 67 | 28 | Electric security fencing systems | Maintenance Costs (MC) | External and ancillary works | Fittings and equipment |  | 5 | 07 | 060 | 000 | 5.07.060
Ss_25_14_67_33 | 25 | 14 | 67 | 33 | General pattern strained wire fencing systems | Construction Costs (CC) | External and ancillary works | Fittings and equipment |  | 2 | 07 | 060 | 000 | 2.07.060
Ss_25_14_67_33 | 25 | 14 | 67 | 33 | General pattern strained wire fencing systems | Renewal Costs (RC) | External and ancillary works | Fittings and equipment |  | 3 | 07 | 060 | 000 | 3.07.060
Ss_25_14_67_33 | 25 | 14 | 67 | 33 | General pattern strained wire fencing systems | Maintenance Costs (MC) | External and ancillary works | Fittings and equipment |  | 5 | 07 | 060 | 000 | 5.07.060
Ss_25_14_67_34 | 25 | 14 | 67 | 34 | General pattern wire mesh fencing systems | Construction Costs (CC) | External and ancillary works | Fittings and equipment |  | 2 | 07 | 060 | 000 | 2.07.060
Ss_25_14_67_34 | 25 | 14 | 67 | 34 | General pattern wire mesh fencing systems | Renewal Costs (RC) | External and ancillary works | Fittings and equipment |  | 3 | 07 | 060 | 000 | 3.07.060
Ss_25_14_67_34 | 25 | 14 | 67 | 34 | General pattern wire mesh fencing systems | Maintenance Costs (MC) | External and ancillary works | Fittings and equipment |  | 5 | 07 | 060 | 000 | 5.07.060
Ss_25_14_67_51 | 25 | 14 | 67 | 51 | Metal mesh panel fencing systems | Construction Costs (CC) | External and ancillary works | Fittings and equipment |  | 2 | 07 | 060 | 000 | 2.07.060
Ss_25_14_67_51 | 25 | 14 | 67 | 51 | Metal mesh panel fencing systems | Renewal Costs (RC) | External and ancillary works | Fittings and equipment |  | 3 | 07 | 060 | 000 | 3.07.060
Ss_25_14_67_51 | 25 | 14 | 67 | 51 | Metal mesh panel fencing systems | Maintenance Costs (MC) | External and ancillary works | Fittings and equipment |  | 5 | 07 | 060 | 000 | 5.07.060
Ss_25_14_67_70 | 25 | 14 | 67 | 70 | Rope or chain fencing systems | Construction Costs (CC) | External and ancillary works | Fittings and equipment |  | 2 | 07 | 060 | 000 | 2.07.060
Ss_25_14_67_70 | 25 | 14 | 67 | 70 | Rope or chain fencing systems | Renewal Costs (RC) | External and ancillary works | Fittings and equipment |  | 3 | 07 | 060 | 000 | 3.07.060
Ss_25_14_67_70 | 25 | 14 | 67 | 70 | Rope or chain fencing systems | Maintenance Costs (MC) | External and ancillary works | Fittings and equipment |  | 5 | 07 | 060 | 000 | 5.07.060
Ss_25_14_67_80 | 25 | 14 | 67 | 80 | Spring steel and high tensile wire mesh fencing systems | Construction Costs (CC) | External and ancillary works | Fittings and equipment |  | 2 | 07 | 060 | 000 | 2.07.060
Ss_25_14_67_80 | 25 | 14 | 67 | 80 | Spring steel and high tensile wire mesh fencing systems | Renewal Costs (RC) | External and ancillary works | Fittings and equipment |  | 3 | 07 | 060 | 000 | 3.07.060
Ss_25_14_67_80 | 25 | 14 | 67 | 80 | Spring steel and high tensile wire mesh fencing systems | Maintenance Costs (MC) | External and ancillary works | Fittings and equipment |  | 5 | 07 | 060 | 000 | 5.07.060
Ss_25_14_67_97 | 25 | 14 | 67 | 97 | Wire fencing systems | Construction Costs (CC) | External and ancillary works | Fittings and equipment |  | 2 | 07 | 060 | 000 | 2.07.060
Ss_25_14_67_97 | 25 | 14 | 67 | 97 | Wire fencing systems | Renewal Costs (RC) | External and ancillary works | Fittings and equipment |  | 3 | 07 | 060 | 000 | 3.07.060
Ss_25_14_67_97 | 25 | 14 | 67 | 97 | Wire fencing systems | Maintenance Costs (MC) | External and ancillary works | Fittings and equipment |  | 5 | 07 | 060 | 000 | 5.07.060
Ss_25_15 | 25 | 15 |  |  | Fixed pedestrian barrier systems | Construction Costs (CC) | External and ancillary works | Fittings and equipment |  | 2 | 07 | 060 | 000 | 2.07.060
Ss_25_15 | 25 | 15 |  |  | Fixed pedestrian barrier systems | Renewal Costs (RC) | External and ancillary works | Fittings and equipment |  | 3 | 07 | 060 | 000 | 3.07.060
Ss_25_15 | 25 | 15 |  |  | Fixed pedestrian barrier systems | Maintenance Costs (MC) | External and ancillary works | Fittings and equipment |  | 5 | 07 | 060 | 000 | 5.07.060
Ss_25_15_60 | 25 | 15 | 60 |  | Pedestrian safety barrier and guarding systems | Construction Costs (CC) | External and ancillary works | Fittings and equipment |  | 2 | 07 | 060 | 000 | 2.07.060
Ss_25_15_60 | 25 | 15 | 60 |  | Pedestrian safety barrier and guarding systems | Renewal Costs (RC) | External and ancillary works | Fittings and equipment |  | 3 | 07 | 060 | 000 | 3.07.060
Ss_25_15_60 | 25 | 15 | 60 |  | Pedestrian safety barrier and guarding systems | Maintenance Costs (MC) | External and ancillary works | Fittings and equipment |  | 5 | 07 | 060 | 000 | 5.07.060
Ss_25_15_60_05 | 25 | 15 | 60 | 05 | Balustrade and guarding systems | Construction Costs (CC) | External and ancillary works | Fittings and equipment |  | 2 | 07 | 060 | 000 | 2.07.060
Ss_25_15_60_05 | 25 | 15 | 60 | 05 | Balustrade and guarding systems | Renewal Costs (RC) | External and ancillary works | Fittings and equipment |  | 3 | 07 | 060 | 000 | 3.07.060
Ss_25_15_60_05 | 25 | 15 | 60 | 05 | Balustrade and guarding systems | Maintenance Costs (MC) | External and ancillary works | Fittings and equipment |  | 5 | 07 | 060 | 000 | 5.07.060
Ss_25_15_60_14 | 25 | 15 | 60 | 14 | Composite barrier systems | Construction Costs (CC) | External and ancillary works | Fittings and equipment |  | 2 | 07 | 060 | 000 | 2.07.060
Ss_25_15_60_14 | 25 | 15 | 60 | 14 | Composite barrier systems | Renewal Costs (RC) | External and ancillary works | Fittings and equipment |  | 3 | 07 | 060 | 000 | 3.07.060
Ss_25_15_60_14 | 25 | 15 | 60 | 14 | Composite barrier systems | Maintenance Costs (MC) | External and ancillary works | Fittings and equipment |  | 5 | 07 | 060 | 000 | 5.07.060
Ss_25_15_60_15 | 25 | 15 | 60 | 15 | Composite pedestrian parapet systems | Construction Costs (CC) | External and ancillary works | Fittings and equipment |  | 2 | 07 | 060 | 000 | 2.07.060
Ss_25_15_60_15 | 25 | 15 | 60 | 15 | Composite pedestrian parapet systems | Renewal Costs (RC) | External and ancillary works | Fittings and equipment |  | 3 | 07 | 060 | 000 | 3.07.060
Ss_25_15_60_15 | 25 | 15 | 60 | 15 | Composite pedestrian parapet systems | Maintenance Costs (MC) | External and ancillary works | Fittings and equipment |  | 5 | 07 | 060 | 000 | 5.07.060
Ss_25_15_60_16 | 25 | 15 | 60 | 16 | Composite post and panel barrier systems | Construction Costs (CC) | External and ancillary works | Fittings and equipment |  | 2 | 07 | 060 | 000 | 2.07.060
Ss_25_15_60_16 | 25 | 15 | 60 | 16 | Composite post and panel barrier systems | Renewal Costs (RC) | External and ancillary works | Fittings and equipment |  | 3 | 07 | 060 | 000 | 3.07.060
Ss_25_15_60_16 | 25 | 15 | 60 | 16 | Composite post and panel barrier systems | Maintenance Costs (MC) | External and ancillary works | Fittings and equipment |  | 5 | 07 | 060 | 000 | 5.07.060
Ss_25_15_60_17 | 25 | 15 | 60 | 17 | Composite post and rail barrier systems | Construction Costs (CC) | External and ancillary works | Fittings and equipment |  | 2 | 07 | 060 | 000 | 2.07.060
Ss_25_15_60_17 | 25 | 15 | 60 | 17 | Composite post and rail barrier systems | Renewal Costs (RC) | External and ancillary works | Fittings and equipment |  | 3 | 07 | 060 | 000 | 3.07.060
Ss_25_15_60_17 | 25 | 15 | 60 | 17 | Composite post and rail barrier systems | Maintenance Costs (MC) | External and ancillary works | Fittings and equipment |  | 5 | 07 | 060 | 000 | 5.07.060
Ss_25_15_60_18 | 25 | 15 | 60 | 18 | Concrete post and rail barrier systems | Construction Costs (CC) | External and ancillary works | Fittings and equipment |  | 2 | 07 | 060 | 000 | 2.07.060
Ss_25_15_60_18 | 25 | 15 | 60 | 18 | Concrete post and rail barrier systems | Renewal Costs (RC) | External and ancillary works | Fittings and equipment |  | 3 | 07 | 060 | 000 | 3.07.060
Ss_25_15_60_18 | 25 | 15 | 60 | 18 | Concrete post and rail barrier systems | Maintenance Costs (MC) | External and ancillary works | Fittings and equipment |  | 5 | 07 | 060 | 000 | 5.07.060
Ss_25_15_60_35 | 25 | 15 | 60 | 35 | Handrail systems | Construction Costs (CC) | External and ancillary works | Fittings and equipment |  | 2 | 07 | 060 | 000 | 2.07.060
Ss_25_15_60_35 | 25 | 15 | 60 | 35 | Handrail systems | Renewal Costs (RC) | External and ancillary works | Fittings and equipment |  | 3 | 07 | 060 | 000 | 3.07.060
Ss_25_15_60_35 | 25 | 15 | 60 | 35 | Handrail systems | Maintenance Costs (MC) | External and ancillary works | Fittings and equipment |  | 5 | 07 | 060 | 000 | 5.07.060
Ss_25_15_60_37 | 25 | 15 | 60 | 37 | Hoop barrier systems | Construction Costs (CC) | External and ancillary works | Fittings and equipment |  | 2 | 07 | 060 | 000 | 2.07.060
Ss_25_15_60_37 | 25 | 15 | 60 | 37 | Hoop barrier systems | Renewal Costs (RC) | External and ancillary works | Fittings and equipment |  | 3 | 07 | 060 | 000 | 3.07.060
Ss_25_15_60_37 | 25 | 15 | 60 | 37 | Hoop barrier systems | Maintenance Costs (MC) | External and ancillary works | Fittings and equipment |  | 5 | 07 | 060 | 000 | 5.07.060
Ss_25_15_60_52 | 25 | 15 | 60 | 52 | Metal modular barrier systems | Construction Costs (CC) | External and ancillary works | Fittings and equipment |  | 2 | 07 | 060 | 000 | 2.07.060
Ss_25_15_60_52 | 25 | 15 | 60 | 52 | Metal modular barrier systems | Renewal Costs (RC) | External and ancillary works | Fittings and equipment |  | 3 | 07 | 060 | 000 | 3.07.060
Ss_25_15_60_52 | 25 | 15 | 60 | 52 | Metal modular barrier systems | Maintenance Costs (MC) | External and ancillary works | Fittings and equipment |  | 5 | 07 | 060 | 000 | 5.07.060
Ss_25_15_60_53 | 25 | 15 | 60 | 53 | Metal pedestrian parapet systems | Construction Costs (CC) | External and ancillary works | Fittings and equipment |  | 2 | 07 | 060 | 000 | 2.07.060
Ss_25_15_60_53 | 25 | 15 | 60 | 53 | Metal pedestrian parapet systems | Renewal Costs (RC) | External and ancillary works | Fittings and equipment |  | 3 | 07 | 060 | 000 | 3.07.060
Ss_25_15_60_53 | 25 | 15 | 60 | 53 | Metal pedestrian parapet systems | Maintenance Costs (MC) | External and ancillary works | Fittings and equipment |  | 5 | 07 | 060 | 000 | 5.07.060
Ss_25_15_60_54 | 25 | 15 | 60 | 54 | Metal post and mesh panel barrier systems | Construction Costs (CC) | External and ancillary works | Fittings and equipment |  | 2 | 07 | 060 | 000 | 2.07.060
Ss_25_15_60_54 | 25 | 15 | 60 | 54 | Metal post and mesh panel barrier systems | Renewal Costs (RC) | External and ancillary works | Fittings and equipment |  | 3 | 07 | 060 | 000 | 3.07.060
Ss_25_15_60_54 | 25 | 15 | 60 | 54 | Metal post and mesh panel barrier systems | Maintenance Costs (MC) | External and ancillary works | Fittings and equipment |  | 5 | 07 | 060 | 000 | 5.07.060
Ss_25_15_60_55 | 25 | 15 | 60 | 55 | Metal post and panel barrier systems | Construction Costs (CC) | External and ancillary works | Fittings and equipment |  | 2 | 07 | 060 | 000 | 2.07.060
Ss_25_15_60_55 | 25 | 15 | 60 | 55 | Metal post and panel barrier systems | Renewal Costs (RC) | External and ancillary works | Fittings and equipment |  | 3 | 07 | 060 | 000 | 3.07.060
Ss_25_15_60_55 | 25 | 15 | 60 | 55 | Metal post and panel barrier systems | Maintenance Costs (MC) | External and ancillary works | Fittings and equipment |  | 5 | 07 | 060 | 000 | 5.07.060
Ss_25_15_60_56 | 25 | 15 | 60 | 56 | Metal post and rail barrier systems | Construction Costs (CC) | External and ancillary works | Fittings and equipment |  | 2 | 07 | 060 | 000 | 2.07.060
Ss_25_15_60_56 | 25 | 15 | 60 | 56 | Metal post and rail barrier systems | Renewal Costs (RC) | External and ancillary works | Fittings and equipment |  | 3 | 07 | 060 | 000 | 3.07.060
Ss_25_15_60_56 | 25 | 15 | 60 | 56 | Metal post and rail barrier systems | Maintenance Costs (MC) | External and ancillary works | Fittings and equipment |  | 5 | 07 | 060 | 000 | 5.07.060
Ss_25_15_60_57 | 25 | 15 | 60 | 57 | Metal vertical bar pedestrian guard rail systems | Construction Costs (CC) | External and ancillary works | Fittings and equipment |  | 2 | 07 | 060 | 000 | 2.07.060
Ss_25_15_60_57 | 25 | 15 | 60 | 57 | Metal vertical bar pedestrian guard rail systems | Renewal Costs (RC) | External and ancillary works | Fittings and equipment |  | 3 | 07 | 060 | 000 | 3.07.060
Ss_25_15_60_57 | 25 | 15 | 60 | 57 | Metal vertical bar pedestrian guard rail systems | Maintenance Costs (MC) | External and ancillary works | Fittings and equipment |  | 5 | 07 | 060 | 000 | 5.07.060
Ss_25_15_60_60 | 25 | 15 | 60 | 60 | Pedestrian parapet systems | Construction Costs (CC) | External and ancillary works | Fittings and equipment |  | 2 | 07 | 060 | 000 | 2.07.060
Ss_25_15_60_60 | 25 | 15 | 60 | 60 | Pedestrian parapet systems | Renewal Costs (RC) | External and ancillary works | Fittings and equipment |  | 3 | 07 | 060 | 000 | 3.07.060
Ss_25_15_60_60 | 25 | 15 | 60 | 60 | Pedestrian parapet systems | Maintenance Costs (MC) | External and ancillary works | Fittings and equipment |  | 5 | 07 | 060 | 000 | 5.07.060
Ss_25_15_60_65 | 25 | 15 | 60 | 65 | Post and panel barrier systems | Construction Costs (CC) | External and ancillary works | Fittings and equipment |  | 2 | 07 | 060 | 000 | 2.07.060
Ss_25_15_60_65 | 25 | 15 | 60 | 65 | Post and panel barrier systems | Renewal Costs (RC) | External and ancillary works | Fittings and equipment |  | 3 | 07 | 060 | 000 | 3.07.060
Ss_25_15_60_65 | 25 | 15 | 60 | 65 | Post and panel barrier systems | Maintenance Costs (MC) | External and ancillary works | Fittings and equipment |  | 5 | 07 | 060 | 000 | 5.07.060
Ss_25_15_60_66 | 25 | 15 | 60 | 66 | Post and rail barrier systems | Construction Costs (CC) | External and ancillary works | Fittings and equipment |  | 2 | 07 | 060 | 000 | 2.07.060
Ss_25_15_60_66 | 25 | 15 | 60 | 66 | Post and rail barrier systems | Renewal Costs (RC) | External and ancillary works | Fittings and equipment |  | 3 | 07 | 060 | 000 | 3.07.060
Ss_25_15_60_66 | 25 | 15 | 60 | 66 | Post and rail barrier systems | Maintenance Costs (MC) | External and ancillary works | Fittings and equipment |  | 5 | 07 | 060 | 000 | 5.07.060
Ss_25_15_60_67 | 25 | 15 | 60 | 67 | Post and rope barrier systems | Construction Costs (CC) | External and ancillary works | Fittings and equipment |  | 2 | 07 | 060 | 000 | 2.07.060
Ss_25_15_60_67 | 25 | 15 | 60 | 67 | Post and rope barrier systems | Renewal Costs (RC) | External and ancillary works | Fittings and equipment |  | 3 | 07 | 060 | 000 | 3.07.060
Ss_25_15_60_67 | 25 | 15 | 60 | 67 | Post and rope barrier systems | Maintenance Costs (MC) | External and ancillary works | Fittings and equipment |  | 5 | 07 | 060 | 000 | 5.07.060
Ss_25_15_60_68 | 25 | 15 | 60 | 68 | Post and wire barrier systems | Construction Costs (CC) | External and ancillary works | Fittings and equipment |  | 2 | 07 | 060 | 000 | 2.07.060
Ss_25_15_60_68 | 25 | 15 | 60 | 68 | Post and wire barrier systems | Renewal Costs (RC) | External and ancillary works | Fittings and equipment |  | 3 | 07 | 060 | 000 | 3.07.060
Ss_25_15_60_68 | 25 | 15 | 60 | 68 | Post and wire barrier systems | Maintenance Costs (MC) | External and ancillary works | Fittings and equipment |  | 5 | 07 | 060 | 000 | 5.07.060
Ss_25_15_60_96 | 25 | 15 | 60 | 96 | Wood post and panel barrier systems | Construction Costs (CC) | External and ancillary works | Fittings and equipment |  | 2 | 07 | 060 | 000 | 2.07.060
Ss_25_15_60_96 | 25 | 15 | 60 | 96 | Wood post and panel barrier systems | Renewal Costs (RC) | External and ancillary works | Fittings and equipment |  | 3 | 07 | 060 | 000 | 3.07.060
Ss_25_15_60_96 | 25 | 15 | 60 | 96 | Wood post and panel barrier systems | Maintenance Costs (MC) | External and ancillary works | Fittings and equipment |  | 5 | 07 | 060 | 000 | 5.07.060
Ss_25_15_60_97 | 25 | 15 | 60 | 97 | Wood post and rail barrier systems | Construction Costs (CC) | External and ancillary works | Fittings and equipment |  | 2 | 07 | 060 | 000 | 2.07.060
Ss_25_15_60_97 | 25 | 15 | 60 | 97 | Wood post and rail barrier systems | Renewal Costs (RC) | External and ancillary works | Fittings and equipment |  | 3 | 07 | 060 | 000 | 3.07.060
Ss_25_15_60_97 | 25 | 15 | 60 | 97 | Wood post and rail barrier systems | Maintenance Costs (MC) | External and ancillary works | Fittings and equipment |  | 5 | 07 | 060 | 000 | 5.07.060
Ss_25_15_85 | 25 | 15 | 85 |  | Sports barrier systems | Construction Costs (CC) | External and ancillary works | Fittings and equipment |  | 2 | 07 | 060 | 000 | 2.07.060
Ss_25_15_85 | 25 | 15 | 85 |  | Sports barrier systems | Renewal Costs (RC) | External and ancillary works | Fittings and equipment |  | 3 | 07 | 060 | 000 | 3.07.060
Ss_25_15_85 | 25 | 15 | 85 |  | Sports barrier systems | Maintenance Costs (MC) | External and ancillary works | Fittings and equipment |  | 5 | 07 | 060 | 000 | 5.07.060
Ss_25_15_85_55 | 25 | 15 | 85 | 55 | Multi-use games fencing systems | Construction Costs (CC) | External and ancillary works | Fittings and equipment |  | 2 | 07 | 060 | 000 | 2.07.060
Ss_25_15_85_55 | 25 | 15 | 85 | 55 | Multi-use games fencing systems | Renewal Costs (RC) | External and ancillary works | Fittings and equipment |  | 3 | 07 | 060 | 000 | 3.07.060
Ss_25_15_85_55 | 25 | 15 | 85 | 55 | Multi-use games fencing systems | Maintenance Costs (MC) | External and ancillary works | Fittings and equipment |  | 5 | 07 | 060 | 000 | 5.07.060
Ss_25_16 | 25 | 16 |  |  | Fixed traffic and protective barrier systems | Construction Costs (CC) | External and ancillary works | Fittings and equipment |  | 2 | 07 | 060 | 000 | 2.07.060
Ss_25_16 | 25 | 16 |  |  | Fixed traffic and protective barrier systems | Renewal Costs (RC) | External and ancillary works | Fittings and equipment |  | 3 | 07 | 060 | 000 | 3.07.060
Ss_25_16 | 25 | 16 |  |  | Fixed traffic and protective barrier systems | Maintenance Costs (MC) | External and ancillary works | Fittings and equipment |  | 5 | 07 | 060 | 000 | 5.07.060
Ss_25_16_04 | 25 | 16 | 04 |  | Artificial reef systems | Construction Costs (CC) | External and ancillary works | Fittings and equipment |  | 2 | 07 | 060 | 000 | 2.07.060
Ss_25_16_04 | 25 | 16 | 04 |  | Artificial reef systems | Renewal Costs (RC) | External and ancillary works | Fittings and equipment |  | 3 | 07 | 060 | 000 | 3.07.060
Ss_25_16_04 | 25 | 16 | 04 |  | Artificial reef systems | Maintenance Costs (MC) | External and ancillary works | Fittings and equipment |  | 5 | 07 | 060 | 000 | 5.07.060
Ss_25_16_05 | 25 | 16 | 05 |  | Avalanche and snow barrier systems | Construction Costs (CC) | External and ancillary works | Fittings and equipment |  | 2 | 07 | 060 | 000 | 2.07.060
Ss_25_16_05 | 25 | 16 | 05 |  | Avalanche and snow barrier systems | Renewal Costs (RC) | External and ancillary works | Fittings and equipment |  | 3 | 07 | 060 | 000 | 3.07.060
Ss_25_16_05 | 25 | 16 | 05 |  | Avalanche and snow barrier systems | Maintenance Costs (MC) | External and ancillary works | Fittings and equipment |  | 5 | 07 | 060 | 000 | 5.07.060
Ss_25_16_08 | 25 | 16 | 08 |  | Blast barrier systems | Construction Costs (CC) | External and ancillary works | Fittings and equipment |  | 2 | 07 | 060 | 000 | 2.07.060
Ss_25_16_08 | 25 | 16 | 08 |  | Blast barrier systems | Renewal Costs (RC) | External and ancillary works | Fittings and equipment |  | 3 | 07 | 060 | 000 | 3.07.060
Ss_25_16_08 | 25 | 16 | 08 |  | Blast barrier systems | Maintenance Costs (MC) | External and ancillary works | Fittings and equipment |  | 5 | 07 | 060 | 000 | 5.07.060
Ss_25_16_08_44 | 25 | 16 | 08 | 44 | Jet blast deflection systems | Construction Costs (CC) | External and ancillary works | Fittings and equipment |  | 2 | 07 | 060 | 000 | 2.07.060
Ss_25_16_08_44 | 25 | 16 | 08 | 44 | Jet blast deflection systems | Renewal Costs (RC) | External and ancillary works | Fittings and equipment |  | 3 | 07 | 060 | 000 | 3.07.060
Ss_25_16_08_44 | 25 | 16 | 08 | 44 | Jet blast deflection systems | Maintenance Costs (MC) | External and ancillary works | Fittings and equipment |  | 5 | 07 | 060 | 000 | 5.07.060
Ss_25_16_21 | 25 | 16 | 21 |  | Debris flow barrier systems | Construction Costs (CC) | External and ancillary works | Fittings and equipment |  | 2 | 07 | 060 | 000 | 2.07.060
Ss_25_16_21 | 25 | 16 | 21 |  | Debris flow barrier systems | Renewal Costs (RC) | External and ancillary works | Fittings and equipment |  | 3 | 07 | 060 | 000 | 3.07.060
Ss_25_16_21 | 25 | 16 | 21 |  | Debris flow barrier systems | Maintenance Costs (MC) | External and ancillary works | Fittings and equipment |  | 5 | 07 | 060 | 000 | 5.07.060
Ss_25_16_30 | 25 | 16 | 30 |  | Fish barrier systems | Construction Costs (CC) | External and ancillary works | Fittings and equipment |  | 2 | 07 | 060 | 000 | 2.07.060
Ss_25_16_30 | 25 | 16 | 30 |  | Fish barrier systems | Renewal Costs (RC) | External and ancillary works | Fittings and equipment |  | 3 | 07 | 060 | 000 | 3.07.060
Ss_25_16_30 | 25 | 16 | 30 |  | Fish barrier systems | Maintenance Costs (MC) | External and ancillary works | Fittings and equipment |  | 5 | 07 | 060 | 000 | 5.07.060
Ss_25_16_46 | 25 | 16 | 46 |  | Landslide barrier systems | Construction Costs (CC) | External and ancillary works | Fittings and equipment |  | 2 | 07 | 060 | 000 | 2.07.060
Ss_25_16_46 | 25 | 16 | 46 |  | Landslide barrier systems | Renewal Costs (RC) | External and ancillary works | Fittings and equipment |  | 3 | 07 | 060 | 000 | 3.07.060
Ss_25_16_46 | 25 | 16 | 46 |  | Landslide barrier systems | Maintenance Costs (MC) | External and ancillary works | Fittings and equipment |  | 5 | 07 | 060 | 000 | 5.07.060
Ss_25_16_70 | 25 | 16 | 70 |  | Rail barrier systems | Construction Costs (CC) | External and ancillary works | Fittings and equipment |  | 2 | 07 | 060 | 000 | 2.07.060
Ss_25_16_70 | 25 | 16 | 70 |  | Rail barrier systems | Renewal Costs (RC) | External and ancillary works | Fittings and equipment |  | 3 | 07 | 060 | 000 | 3.07.060
Ss_25_16_70 | 25 | 16 | 70 |  | Rail barrier systems | Maintenance Costs (MC) | External and ancillary works | Fittings and equipment |  | 5 | 07 | 060 | 000 | 5.07.060
Ss_25_16_70_03 | 25 | 16 | 70 | 03 | Acoustic barrier systems | Construction Costs (CC) | External and ancillary works | Fittings and equipment |  | 2 | 07 | 060 | 000 | 2.07.060
Ss_25_16_70_03 | 25 | 16 | 70 | 03 | Acoustic barrier systems | Renewal Costs (RC) | External and ancillary works | Fittings and equipment |  | 3 | 07 | 060 | 000 | 3.07.060
Ss_25_16_70_03 | 25 | 16 | 70 | 03 | Acoustic barrier systems | Maintenance Costs (MC) | External and ancillary works | Fittings and equipment |  | 5 | 07 | 060 | 000 | 5.07.060
Ss_25_16_73 | 25 | 16 | 73 |  | Road barrier systems | Construction Costs (CC) | External and ancillary works | Fittings and equipment |  | 2 | 07 | 060 | 000 | 2.07.060
Ss_25_16_73 | 25 | 16 | 73 |  | Road barrier systems | Renewal Costs (RC) | External and ancillary works | Fittings and equipment |  | 3 | 07 | 060 | 000 | 3.07.060
Ss_25_16_73 | 25 | 16 | 73 |  | Road barrier systems | Maintenance Costs (MC) | External and ancillary works | Fittings and equipment |  | 5 | 07 | 060 | 000 | 5.07.060
Ss_25_16_73_03 | 25 | 16 | 73 | 03 | Acoustic barrier systems | Construction Costs (CC) | External and ancillary works | Fittings and equipment |  | 2 | 07 | 060 | 000 | 2.07.060
Ss_25_16_73_03 | 25 | 16 | 73 | 03 | Acoustic barrier systems | Renewal Costs (RC) | External and ancillary works | Fittings and equipment |  | 3 | 07 | 060 | 000 | 3.07.060
Ss_25_16_73_03 | 25 | 16 | 73 | 03 | Acoustic barrier systems | Maintenance Costs (MC) | External and ancillary works | Fittings and equipment |  | 5 | 07 | 060 | 000 | 5.07.060
Ss_25_16_73_26 | 25 | 16 | 73 | 26 | Environment protection screen systems | Construction Costs (CC) | External and ancillary works | Fittings and equipment |  | 2 | 07 | 060 | 000 | 2.07.060
Ss_25_16_73_26 | 25 | 16 | 73 | 26 | Environment protection screen systems | Renewal Costs (RC) | External and ancillary works | Fittings and equipment |  | 3 | 07 | 060 | 000 | 3.07.060
Ss_25_16_73_26 | 25 | 16 | 73 | 26 | Environment protection screen systems | Maintenance Costs (MC) | External and ancillary works | Fittings and equipment |  | 5 | 07 | 060 | 000 | 5.07.060
Ss_25_16_73_80 | 25 | 16 | 73 | 80 | Socket for temporary barrier systems | Construction Costs (CC) | External and ancillary works | Fittings and equipment |  | 2 | 07 | 060 | 000 | 2.07.060
Ss_25_16_73_80 | 25 | 16 | 73 | 80 | Socket for temporary barrier systems | Renewal Costs (RC) | External and ancillary works | Fittings and equipment |  | 3 | 07 | 060 | 000 | 3.07.060
Ss_25_16_73_80 | 25 | 16 | 73 | 80 | Socket for temporary barrier systems | Maintenance Costs (MC) | External and ancillary works | Fittings and equipment |  | 5 | 07 | 060 | 000 | 5.07.060
Ss_25_16_75 | 25 | 16 | 75 |  | Rock armour systems | Construction Costs (CC) | External and ancillary works | Fittings and equipment |  | 2 | 07 | 060 | 000 | 2.07.060
Ss_25_16_75 | 25 | 16 | 75 |  | Rock armour systems | Renewal Costs (RC) | External and ancillary works | Fittings and equipment |  | 3 | 07 | 060 | 000 | 3.07.060
Ss_25_16_75 | 25 | 16 | 75 |  | Rock armour systems | Maintenance Costs (MC) | External and ancillary works | Fittings and equipment |  | 5 | 07 | 060 | 000 | 5.07.060
Ss_25_16_76 | 25 | 16 | 76 |  | Rockfall barrier systems | Construction Costs (CC) | External and ancillary works | Fittings and equipment |  | 2 | 07 | 060 | 000 | 2.07.060
Ss_25_16_76 | 25 | 16 | 76 |  | Rockfall barrier systems | Renewal Costs (RC) | External and ancillary works | Fittings and equipment |  | 3 | 07 | 060 | 000 | 3.07.060
Ss_25_16_76 | 25 | 16 | 76 |  | Rockfall barrier systems | Maintenance Costs (MC) | External and ancillary works | Fittings and equipment |  | 5 | 07 | 060 | 000 | 5.07.060
Ss_25_16_80 | 25 | 16 | 80 |  | Sea wall systems | Construction Costs (CC) | External and ancillary works | Fittings and equipment |  | 2 | 07 | 060 | 000 | 2.07.060
Ss_25_16_80 | 25 | 16 | 80 |  | Sea wall systems | Renewal Costs (RC) | External and ancillary works | Fittings and equipment |  | 3 | 07 | 060 | 000 | 3.07.060
Ss_25_16_80 | 25 | 16 | 80 |  | Sea wall systems | Maintenance Costs (MC) | External and ancillary works | Fittings and equipment |  | 5 | 07 | 060 | 000 | 5.07.060
Ss_25_16_94 | 25 | 16 | 94 |  | Vehicle restraint systems | Construction Costs (CC) | External and ancillary works | Fittings and equipment |  | 2 | 07 | 060 | 000 | 2.07.060
Ss_25_16_94 | 25 | 16 | 94 |  | Vehicle restraint systems | Renewal Costs (RC) | External and ancillary works | Fittings and equipment |  | 3 | 07 | 060 | 000 | 3.07.060
Ss_25_16_94 | 25 | 16 | 94 |  | Vehicle restraint systems | Maintenance Costs (MC) | External and ancillary works | Fittings and equipment |  | 5 | 07 | 060 | 000 | 5.07.060
Ss_25_16_94_10 | 25 | 16 | 94 | 10 | Bollard systems | Construction Costs (CC) | External and ancillary works | Fittings and equipment |  | 2 | 07 | 060 | 000 | 2.07.060
Ss_25_16_94_10 | 25 | 16 | 94 | 10 | Bollard systems | Renewal Costs (RC) | External and ancillary works | Fittings and equipment |  | 3 | 07 | 060 | 000 | 3.07.060
Ss_25_16_94_10 | 25 | 16 | 94 | 10 | Bollard systems | Maintenance Costs (MC) | External and ancillary works | Fittings and equipment |  | 5 | 07 | 060 | 000 | 5.07.060
Ss_25_16_94_14 | 25 | 16 | 94 | 14 | Combined metal and concrete vehicle safety parapet systems | Construction Costs (CC) | External and ancillary works | Fittings and equipment |  | 2 | 07 | 060 | 000 | 2.07.060
Ss_25_16_94_14 | 25 | 16 | 94 | 14 | Combined metal and concrete vehicle safety parapet systems | Renewal Costs (RC) | External and ancillary works | Fittings and equipment |  | 3 | 07 | 060 | 000 | 3.07.060
Ss_25_16_94_14 | 25 | 16 | 94 | 14 | Combined metal and concrete vehicle safety parapet systems | Maintenance Costs (MC) | External and ancillary works | Fittings and equipment |  | 5 | 07 | 060 | 000 | 5.07.060
Ss_25_16_94_16 | 25 | 16 | 94 | 16 | Concrete safety barrier (CSB) systems | Construction Costs (CC) | External and ancillary works | Fittings and equipment |  | 2 | 07 | 060 | 000 | 2.07.060
Ss_25_16_94_16 | 25 | 16 | 94 | 16 | Concrete safety barrier (CSB) systems | Renewal Costs (RC) | External and ancillary works | Fittings and equipment |  | 3 | 07 | 060 | 000 | 3.07.060
Ss_25_16_94_16 | 25 | 16 | 94 | 16 | Concrete safety barrier (CSB) systems | Maintenance Costs (MC) | External and ancillary works | Fittings and equipment |  | 5 | 07 | 060 | 000 | 5.07.060
Ss_25_16_94_44 | 25 | 16 | 94 | 44 | Low-speed precast concrete safety parapet (PCONC) systems | Construction Costs (CC) | External and ancillary works | Fittings and equipment |  | 2 | 07 | 060 | 000 | 2.07.060
Ss_25_16_94_44 | 25 | 16 | 94 | 44 | Low-speed precast concrete safety parapet (PCONC) systems | Renewal Costs (RC) | External and ancillary works | Fittings and equipment |  | 3 | 07 | 060 | 000 | 3.07.060
Ss_25_16_94_44 | 25 | 16 | 94 | 44 | Low-speed precast concrete safety parapet (PCONC) systems | Maintenance Costs (MC) | External and ancillary works | Fittings and equipment |  | 5 | 07 | 060 | 000 | 5.07.060
Ss_25_16_94_46 | 25 | 16 | 94 | 46 | Low-speed masonry safety parapet (PMAS) systems | Construction Costs (CC) | External and ancillary works | Fittings and equipment |  | 2 | 07 | 060 | 000 | 2.07.060
Ss_25_16_94_46 | 25 | 16 | 94 | 46 | Low-speed masonry safety parapet (PMAS) systems | Renewal Costs (RC) | External and ancillary works | Fittings and equipment |  | 3 | 07 | 060 | 000 | 3.07.060
Ss_25_16_94_46 | 25 | 16 | 94 | 46 | Low-speed masonry safety parapet (PMAS) systems | Maintenance Costs (MC) | External and ancillary works | Fittings and equipment |  | 5 | 07 | 060 | 000 | 5.07.060
Ss_25_16_94_48 | 25 | 16 | 94 | 48 | Low-speed metal vehicle safety parapet systems | Construction Costs (CC) | External and ancillary works | Fittings and equipment |  | 2 | 07 | 060 | 000 | 2.07.060
Ss_25_16_94_48 | 25 | 16 | 94 | 48 | Low-speed metal vehicle safety parapet systems | Renewal Costs (RC) | External and ancillary works | Fittings and equipment |  | 3 | 07 | 060 | 000 | 3.07.060
Ss_25_16_94_48 | 25 | 16 | 94 | 48 | Low-speed metal vehicle safety parapet systems | Maintenance Costs (MC) | External and ancillary works | Fittings and equipment |  | 5 | 07 | 060 | 000 | 5.07.060
Ss_25_16_94_50 | 25 | 16 | 94 | 50 | Metal vehicle safety fence systems | Construction Costs (CC) | External and ancillary works | Fittings and equipment |  | 2 | 07 | 060 | 000 | 2.07.060
Ss_25_16_94_50 | 25 | 16 | 94 | 50 | Metal vehicle safety fence systems | Renewal Costs (RC) | External and ancillary works | Fittings and equipment |  | 3 | 07 | 060 | 000 | 3.07.060
Ss_25_16_94_50 | 25 | 16 | 94 | 50 | Metal vehicle safety fence systems | Maintenance Costs (MC) | External and ancillary works | Fittings and equipment |  | 5 | 07 | 060 | 000 | 5.07.060
Ss_25_16_94_65 | 25 | 16 | 94 | 65 | Protective rail systems | Construction Costs (CC) | External and ancillary works | Fittings and equipment |  | 2 | 07 | 060 | 000 | 2.07.060
Ss_25_16_94_65 | 25 | 16 | 94 | 65 | Protective rail systems | Renewal Costs (RC) | External and ancillary works | Fittings and equipment |  | 3 | 07 | 060 | 000 | 3.07.060
Ss_25_16_94_65 | 25 | 16 | 94 | 65 | Protective rail systems | Maintenance Costs (MC) | External and ancillary works | Fittings and equipment |  | 5 | 07 | 060 | 000 | 5.07.060
Ss_25_16_94_95 | 25 | 16 | 94 | 95 | Vehicle safety control systems | Construction Costs (CC) | External and ancillary works | Fittings and equipment |  | 2 | 07 | 060 | 000 | 2.07.060
Ss_25_16_94_95 | 25 | 16 | 94 | 95 | Vehicle safety control systems | Renewal Costs (RC) | External and ancillary works | Fittings and equipment |  | 3 | 07 | 060 | 000 | 3.07.060
Ss_25_16_94_95 | 25 | 16 | 94 | 95 | Vehicle safety control systems | Maintenance Costs (MC) | External and ancillary works | Fittings and equipment |  | 5 | 07 | 060 | 000 | 5.07.060
Ss_25_16_94_97 | 25 | 16 | 94 | 97 | Wire rope safety fence (WRSF) systems | Construction Costs (CC) | External and ancillary works | Fittings and equipment |  | 2 | 07 | 060 | 000 | 2.07.060
Ss_25_16_94_97 | 25 | 16 | 94 | 97 | Wire rope safety fence (WRSF) systems | Renewal Costs (RC) | External and ancillary works | Fittings and equipment |  | 3 | 07 | 060 | 000 | 3.07.060
Ss_25_16_94_97 | 25 | 16 | 94 | 97 | Wire rope safety fence (WRSF) systems | Maintenance Costs (MC) | External and ancillary works | Fittings and equipment |  | 5 | 07 | 060 | 000 | 5.07.060
Ss_25_17 | 25 | 17 |  |  | Dam and levee structure systems - See Civil |  |  |  |  | 00 | 00 | 000 | 000 | 00.00.000
Ss_25_17_05 | 25 | 17 | 05 |  | Arch dam systems |  |  |  |  | 00 | 00 | 000 | 000 | 00.00.000
Ss_25_17_10 | 25 | 17 | 10 |  | Buttress dam systems |  |  |  |  | 00 | 00 | 000 | 000 | 00.00.000
Ss_25_17_25 | 25 | 17 | 25 |  | Embankment dam and levee systems |  |  |  |  | 00 | 00 | 000 | 000 | 00.00.000
Ss_25_17_35 | 25 | 17 | 35 |  | Gravity dam systems |  |  |  |  | 00 | 00 | 000 | 000 | 00.00.000
Ss_25_20 | 25 | 20 |  |  | Wall cladding systems | Construction Costs (CC) | Architectural works ¦ Non-structural works | External elevations |  | 2 | 04 | 020 | 000 | 2.04.020
Ss_25_20 | 25 | 20 |  |  | Wall cladding systems | Renewal Costs (RC) | Architectural works ¦ Non-structural works | External elevations |  | 3 | 04 | 020 | 000 | 3.04.020
Ss_25_20 | 25 | 20 |  |  | Wall cladding systems | Maintenance Costs (MC) | Architectural works ¦ Non-structural works | External elevations |  | 5 | 04 | 020 | 000 | 5.04.020
Ss_25_20_08 | 25 | 20 | 08 |  | Board cladding systems | Construction Costs (CC) | Architectural works ¦ Non-structural works | External elevations |  | 2 | 04 | 020 | 000 | 2.04.020
Ss_25_20_08 | 25 | 20 | 08 |  | Board cladding systems | Renewal Costs (RC) | Architectural works ¦ Non-structural works | External elevations |  | 3 | 04 | 020 | 000 | 3.04.020
Ss_25_20_08 | 25 | 20 | 08 |  | Board cladding systems | Maintenance Costs (MC) | Architectural works ¦ Non-structural works | External elevations |  | 5 | 04 | 020 | 000 | 5.04.020
Ss_25_20_08_95 | 25 | 20 | 08 | 95 | Weatherboarding systems | Construction Costs (CC) | Architectural works ¦ Non-structural works | External elevations |  | 2 | 04 | 020 | 000 | 2.04.020
Ss_25_20_08_95 | 25 | 20 | 08 | 95 | Weatherboarding systems | Renewal Costs (RC) | Architectural works ¦ Non-structural works | External elevations |  | 3 | 04 | 020 | 000 | 3.04.020
Ss_25_20_08_95 | 25 | 20 | 08 | 95 | Weatherboarding systems | Maintenance Costs (MC) | Architectural works ¦ Non-structural works | External elevations |  | 5 | 04 | 020 | 000 | 5.04.020
Ss_25_20_14 | 25 | 20 | 14 |  | Composite panel cladding systems | Construction Costs (CC) | Architectural works ¦ Non-structural works | External elevations |  | 2 | 04 | 020 | 000 | 2.04.020
Ss_25_20_14 | 25 | 20 | 14 |  | Composite panel cladding systems | Renewal Costs (RC) | Architectural works ¦ Non-structural works | External elevations |  | 3 | 04 | 020 | 000 | 3.04.020
Ss_25_20_14 | 25 | 20 | 14 |  | Composite panel cladding systems | Maintenance Costs (MC) | Architectural works ¦ Non-structural works | External elevations |  | 5 | 04 | 020 | 000 | 5.04.020
Ss_25_20_14_10 | 25 | 20 | 14 | 10 | Built up metal insulating sandwich panel cladding systems | Construction Costs (CC) | Architectural works ¦ Non-structural works | External elevations |  | 2 | 04 | 020 | 000 | 2.04.020
Ss_25_20_14_10 | 25 | 20 | 14 | 10 | Built up metal insulating sandwich panel cladding systems | Renewal Costs (RC) | Architectural works ¦ Non-structural works | External elevations |  | 3 | 04 | 020 | 000 | 3.04.020
Ss_25_20_14_10 | 25 | 20 | 14 | 10 | Built up metal insulating sandwich panel cladding systems | Maintenance Costs (MC) | Architectural works ¦ Non-structural works | External elevations |  | 5 | 04 | 020 | 000 | 5.04.020
Ss_25_20_14_52 | 25 | 20 | 14 | 52 | Metal composite panel cladding systems | Construction Costs (CC) | Architectural works ¦ Non-structural works | External elevations |  | 2 | 04 | 020 | 000 | 2.04.020
Ss_25_20_14_52 | 25 | 20 | 14 | 52 | Metal composite panel cladding systems | Renewal Costs (RC) | Architectural works ¦ Non-structural works | External elevations |  | 3 | 04 | 020 | 000 | 3.04.020
Ss_25_20_14_52 | 25 | 20 | 14 | 52 | Metal composite panel cladding systems | Maintenance Costs (MC) | Architectural works ¦ Non-structural works | External elevations |  | 5 | 04 | 020 | 000 | 5.04.020
Ss_25_20_14_54 | 25 | 20 | 14 | 54 | Metal insulating sandwich panel cladding systems | Construction Costs (CC) | Architectural works ¦ Non-structural works | External elevations |  | 2 | 04 | 020 | 000 | 2.04.020
Ss_25_20_14_54 | 25 | 20 | 14 | 54 | Metal insulating sandwich panel cladding systems | Renewal Costs (RC) | Architectural works ¦ Non-structural works | External elevations |  | 3 | 04 | 020 | 000 | 3.04.020
Ss_25_20_14_54 | 25 | 20 | 14 | 54 | Metal insulating sandwich panel cladding systems | Maintenance Costs (MC) | Architectural works ¦ Non-structural works | External elevations |  | 5 | 04 | 020 | 000 | 5.04.020
Ss_25_20_14_55 | 25 | 20 | 14 | 55 | Metal semi-composite panel cladding systems | Construction Costs (CC) | Architectural works ¦ Non-structural works | External elevations |  | 2 | 04 | 020 | 000 | 2.04.020
Ss_25_20_14_55 | 25 | 20 | 14 | 55 | Metal semi-composite panel cladding systems | Renewal Costs (RC) | Architectural works ¦ Non-structural works | External elevations |  | 3 | 04 | 020 | 000 | 3.04.020
Ss_25_20_14_55 | 25 | 20 | 14 | 55 | Metal semi-composite panel cladding systems | Maintenance Costs (MC) | Architectural works ¦ Non-structural works | External elevations |  | 5 | 04 | 020 | 000 | 5.04.020
Ss_25_20_15 | 25 | 20 | 15 |  | Concrete cladding systems | Construction Costs (CC) | Architectural works ¦ Non-structural works | External elevations |  | 2 | 04 | 020 | 000 | 2.04.020
Ss_25_20_15 | 25 | 20 | 15 |  | Concrete cladding systems | Renewal Costs (RC) | Architectural works ¦ Non-structural works | External elevations |  | 3 | 04 | 020 | 000 | 3.04.020
Ss_25_20_15 | 25 | 20 | 15 |  | Concrete cladding systems | Maintenance Costs (MC) | Architectural works ¦ Non-structural works | External elevations |  | 5 | 04 | 020 | 000 | 5.04.020
Ss_25_20_15_16 | 25 | 20 | 15 | 16 | Concrete panel cladding systems | Construction Costs (CC) | Architectural works ¦ Non-structural works | External elevations |  | 2 | 04 | 020 | 000 | 2.04.020
Ss_25_20_15_16 | 25 | 20 | 15 | 16 | Concrete panel cladding systems | Renewal Costs (RC) | Architectural works ¦ Non-structural works | External elevations |  | 3 | 04 | 020 | 000 | 3.04.020
Ss_25_20_15_16 | 25 | 20 | 15 | 16 | Concrete panel cladding systems | Maintenance Costs (MC) | Architectural works ¦ Non-structural works | External elevations |  | 5 | 04 | 020 | 000 | 5.04.020
Ss_25_20_33 | 25 | 20 | 33 |  | Glass fibre reinforced concrete (GRC) cladding systems | Construction Costs (CC) | Architectural works ¦ Non-structural works | External elevations |  | 2 | 04 | 020 | 000 | 2.04.020
Ss_25_20_33 | 25 | 20 | 33 |  | Glass fibre reinforced concrete (GRC) cladding systems | Renewal Costs (RC) | Architectural works ¦ Non-structural works | External elevations |  | 3 | 04 | 020 | 000 | 3.04.020
Ss_25_20_33 | 25 | 20 | 33 |  | Glass fibre reinforced concrete (GRC) cladding systems | Maintenance Costs (MC) | Architectural works ¦ Non-structural works | External elevations |  | 5 | 04 | 020 | 000 | 5.04.020
Ss_25_20_33_35 | 25 | 20 | 33 | 35 | GRC cladding systems | Construction Costs (CC) | Architectural works ¦ Non-structural works | External elevations |  | 2 | 04 | 020 | 000 | 2.04.020
Ss_25_20_33_35 | 25 | 20 | 33 | 35 | GRC cladding systems | Renewal Costs (RC) | Architectural works ¦ Non-structural works | External elevations |  | 3 | 04 | 020 | 000 | 3.04.020
Ss_25_20_33_35 | 25 | 20 | 33 | 35 | GRC cladding systems | Maintenance Costs (MC) | Architectural works ¦ Non-structural works | External elevations |  | 5 | 04 | 020 | 000 | 5.04.020
Ss_25_20_34 | 25 | 20 | 34 |  | Glass fibre reinforced gypsum (GRG) cladding systems | Construction Costs (CC) | Architectural works ¦ Non-structural works | External elevations |  | 2 | 04 | 020 | 000 | 2.04.020
Ss_25_20_34 | 25 | 20 | 34 |  | Glass fibre reinforced gypsum (GRG) cladding systems | Renewal Costs (RC) | Architectural works ¦ Non-structural works | External elevations |  | 3 | 04 | 020 | 000 | 3.04.020
Ss_25_20_34 | 25 | 20 | 34 |  | Glass fibre reinforced gypsum (GRG) cladding systems | Maintenance Costs (MC) | Architectural works ¦ Non-structural works | External elevations |  | 5 | 04 | 020 | 000 | 5.04.020
Ss_25_20_34_35 | 25 | 20 | 34 | 35 | GRG cladding systems | Construction Costs (CC) | Architectural works ¦ Non-structural works | External elevations |  | 2 | 04 | 020 | 000 | 2.04.020
Ss_25_20_34_35 | 25 | 20 | 34 | 35 | GRG cladding systems | Renewal Costs (RC) | Architectural works ¦ Non-structural works | External elevations |  | 3 | 04 | 020 | 000 | 3.04.020
Ss_25_20_34_35 | 25 | 20 | 34 | 35 | GRG cladding systems | Maintenance Costs (MC) | Architectural works ¦ Non-structural works | External elevations |  | 5 | 04 | 020 | 000 | 5.04.020
Ss_25_20_35 | 25 | 20 | 35 |  | Glass fibre reinforced plastics (GRP) cladding systems | Construction Costs (CC) | Architectural works ¦ Non-structural works | External elevations |  | 2 | 04 | 020 | 000 | 2.04.020
Ss_25_20_35 | 25 | 20 | 35 |  | Glass fibre reinforced plastics (GRP) cladding systems | Renewal Costs (RC) | Architectural works ¦ Non-structural works | External elevations |  | 3 | 04 | 020 | 000 | 3.04.020
Ss_25_20_35 | 25 | 20 | 35 |  | Glass fibre reinforced plastics (GRP) cladding systems | Maintenance Costs (MC) | Architectural works ¦ Non-structural works | External elevations |  | 5 | 04 | 020 | 000 | 5.04.020
Ss_25_20_35_35 | 25 | 20 | 35 | 35 | GRP cladding systems | Construction Costs (CC) | Architectural works ¦ Non-structural works | External elevations |  | 2 | 04 | 020 | 000 | 2.04.020
Ss_25_20_35_35 | 25 | 20 | 35 | 35 | GRP cladding systems | Renewal Costs (RC) | Architectural works ¦ Non-structural works | External elevations |  | 3 | 04 | 020 | 000 | 3.04.020
Ss_25_20_35_35 | 25 | 20 | 35 | 35 | GRP cladding systems | Maintenance Costs (MC) | Architectural works ¦ Non-structural works | External elevations |  | 5 | 04 | 020 | 000 | 5.04.020
Ss_25_20_50 | 25 | 20 | 50 |  | Metal sheet fully supported wall covering systems | Construction Costs (CC) | Architectural works ¦ Non-structural works | External elevations |  | 2 | 04 | 020 | 000 | 2.04.020
Ss_25_20_50 | 25 | 20 | 50 |  | Metal sheet fully supported wall covering systems | Renewal Costs (RC) | Architectural works ¦ Non-structural works | External elevations |  | 3 | 04 | 020 | 000 | 3.04.020
Ss_25_20_50 | 25 | 20 | 50 |  | Metal sheet fully supported wall covering systems | Maintenance Costs (MC) | Architectural works ¦ Non-structural works | External elevations |  | 5 | 04 | 020 | 000 | 5.04.020
Ss_25_20_50_05 | 25 | 20 | 50 | 05 | Aluminium sheet cladding systems | Construction Costs (CC) | Architectural works ¦ Non-structural works | External elevations |  | 2 | 04 | 020 | 000 | 2.04.020
Ss_25_20_50_05 | 25 | 20 | 50 | 05 | Aluminium sheet cladding systems | Renewal Costs (RC) | Architectural works ¦ Non-structural works | External elevations |  | 3 | 04 | 020 | 000 | 3.04.020
Ss_25_20_50_05 | 25 | 20 | 50 | 05 | Aluminium sheet cladding systems | Maintenance Costs (MC) | Architectural works ¦ Non-structural works | External elevations |  | 5 | 04 | 020 | 000 | 5.04.020
Ss_25_20_50_11 | 25 | 20 | 50 | 11 | Carbon steel sheet cladding systems | Construction Costs (CC) | Architectural works ¦ Non-structural works | External elevations |  | 2 | 04 | 020 | 000 | 2.04.020
Ss_25_20_50_11 | 25 | 20 | 50 | 11 | Carbon steel sheet cladding systems | Renewal Costs (RC) | Architectural works ¦ Non-structural works | External elevations |  | 3 | 04 | 020 | 000 | 3.04.020
Ss_25_20_50_11 | 25 | 20 | 50 | 11 | Carbon steel sheet cladding systems | Maintenance Costs (MC) | Architectural works ¦ Non-structural works | External elevations |  | 5 | 04 | 020 | 000 | 5.04.020
Ss_25_20_50_15 | 25 | 20 | 50 | 15 | Copper sheet cladding systems | Construction Costs (CC) | Architectural works ¦ Non-structural works | External elevations |  | 2 | 04 | 020 | 000 | 2.04.020
Ss_25_20_50_15 | 25 | 20 | 50 | 15 | Copper sheet cladding systems | Renewal Costs (RC) | Architectural works ¦ Non-structural works | External elevations |  | 3 | 04 | 020 | 000 | 3.04.020
Ss_25_20_50_15 | 25 | 20 | 50 | 15 | Copper sheet cladding systems | Maintenance Costs (MC) | Architectural works ¦ Non-structural works | External elevations |  | 5 | 04 | 020 | 000 | 5.04.020
Ss_25_20_50_45 | 25 | 20 | 50 | 45 | Lead sheet cladding systems | Construction Costs (CC) | Architectural works ¦ Non-structural works | External elevations |  | 2 | 04 | 020 | 000 | 2.04.020
Ss_25_20_50_45 | 25 | 20 | 50 | 45 | Lead sheet cladding systems | Renewal Costs (RC) | Architectural works ¦ Non-structural works | External elevations |  | 3 | 04 | 020 | 000 | 3.04.020
Ss_25_20_50_45 | 25 | 20 | 50 | 45 | Lead sheet cladding systems | Maintenance Costs (MC) | Architectural works ¦ Non-structural works | External elevations |  | 5 | 04 | 020 | 000 | 5.04.020
Ss_25_20_50_50 | 25 | 20 | 50 | 50 | Lead-wrapped panel cladding systems | Construction Costs (CC) | Architectural works ¦ Non-structural works | External elevations |  | 2 | 04 | 020 | 000 | 2.04.020
Ss_25_20_50_50 | 25 | 20 | 50 | 50 | Lead-wrapped panel cladding systems | Renewal Costs (RC) | Architectural works ¦ Non-structural works | External elevations |  | 3 | 04 | 020 | 000 | 3.04.020
Ss_25_20_50_50 | 25 | 20 | 50 | 50 | Lead-wrapped panel cladding systems | Maintenance Costs (MC) | Architectural works ¦ Non-structural works | External elevations |  | 5 | 04 | 020 | 000 | 5.04.020
Ss_25_20_50_85 | 25 | 20 | 50 | 85 | Stainless steel sheet cladding systems | Construction Costs (CC) | Architectural works ¦ Non-structural works | External elevations |  | 2 | 04 | 020 | 000 | 2.04.020
Ss_25_20_50_85 | 25 | 20 | 50 | 85 | Stainless steel sheet cladding systems | Renewal Costs (RC) | Architectural works ¦ Non-structural works | External elevations |  | 3 | 04 | 020 | 000 | 3.04.020
Ss_25_20_50_85 | 25 | 20 | 50 | 85 | Stainless steel sheet cladding systems | Maintenance Costs (MC) | Architectural works ¦ Non-structural works | External elevations |  | 5 | 04 | 020 | 000 | 5.04.020
Ss_25_20_50_95 | 25 | 20 | 50 | 95 | Zinc sheet cladding systems | Construction Costs (CC) | Architectural works ¦ Non-structural works | External elevations |  | 2 | 04 | 020 | 000 | 2.04.020
Ss_25_20_50_95 | 25 | 20 | 50 | 95 | Zinc sheet cladding systems | Renewal Costs (RC) | Architectural works ¦ Non-structural works | External elevations |  | 3 | 04 | 020 | 000 | 3.04.020
Ss_25_20_50_95 | 25 | 20 | 50 | 95 | Zinc sheet cladding systems | Maintenance Costs (MC) | Architectural works ¦ Non-structural works | External elevations |  | 5 | 04 | 020 | 000 | 5.04.020
Ss_25_20_60 | 25 | 20 | 60 |  | Panel and sheet cladding systems | Construction Costs (CC) | Architectural works ¦ Non-structural works | External elevations |  | 2 | 04 | 020 | 000 | 2.04.020
Ss_25_20_60 | 25 | 20 | 60 |  | Panel and sheet cladding systems | Renewal Costs (RC) | Architectural works ¦ Non-structural works | External elevations |  | 3 | 04 | 020 | 000 | 3.04.020
Ss_25_20_60 | 25 | 20 | 60 |  | Panel and sheet cladding systems | Maintenance Costs (MC) | Architectural works ¦ Non-structural works | External elevations |  | 5 | 04 | 020 | 000 | 5.04.020
Ss_25_20_68 | 25 | 20 | 68 |  | Profiled sheet cladding systems | Construction Costs (CC) | Architectural works ¦ Non-structural works | External elevations |  | 2 | 04 | 020 | 000 | 2.04.020
Ss_25_20_68 | 25 | 20 | 68 |  | Profiled sheet cladding systems | Renewal Costs (RC) | Architectural works ¦ Non-structural works | External elevations |  | 3 | 04 | 020 | 000 | 3.04.020
Ss_25_20_68 | 25 | 20 | 68 |  | Profiled sheet cladding systems | Maintenance Costs (MC) | Architectural works ¦ Non-structural works | External elevations |  | 5 | 04 | 020 | 000 | 5.04.020
Ss_25_20_68_30 | 25 | 20 | 68 | 30 | Fibre cement profiled sheet cladding systems | Construction Costs (CC) | Architectural works ¦ Non-structural works | External elevations |  | 2 | 04 | 020 | 000 | 2.04.020
Ss_25_20_68_30 | 25 | 20 | 68 | 30 | Fibre cement profiled sheet cladding systems | Renewal Costs (RC) | Architectural works ¦ Non-structural works | External elevations |  | 3 | 04 | 020 | 000 | 3.04.020
Ss_25_20_68_30 | 25 | 20 | 68 | 30 | Fibre cement profiled sheet cladding systems | Maintenance Costs (MC) | Architectural works ¦ Non-structural works | External elevations |  | 5 | 04 | 020 | 000 | 5.04.020
Ss_25_20_68_50 | 25 | 20 | 68 | 50 | Metal profiled sheet cladding systems | Construction Costs (CC) | Architectural works ¦ Non-structural works | External elevations |  | 2 | 04 | 020 | 000 | 2.04.020
Ss_25_20_68_50 | 25 | 20 | 68 | 50 | Metal profiled sheet cladding systems | Renewal Costs (RC) | Architectural works ¦ Non-structural works | External elevations |  | 3 | 04 | 020 | 000 | 3.04.020
Ss_25_20_68_50 | 25 | 20 | 68 | 50 | Metal profiled sheet cladding systems | Maintenance Costs (MC) | Architectural works ¦ Non-structural works | External elevations |  | 5 | 04 | 020 | 000 | 5.04.020
Ss_25_20_68_65 | 25 | 20 | 68 | 65 | Plastics profiled sheet cladding systems | Construction Costs (CC) | Architectural works ¦ Non-structural works | External elevations |  | 2 | 04 | 020 | 000 | 2.04.020
Ss_25_20_68_65 | 25 | 20 | 68 | 65 | Plastics profiled sheet cladding systems | Renewal Costs (RC) | Architectural works ¦ Non-structural works | External elevations |  | 3 | 04 | 020 | 000 | 3.04.020
Ss_25_20_68_65 | 25 | 20 | 68 | 65 | Plastics profiled sheet cladding systems | Maintenance Costs (MC) | Architectural works ¦ Non-structural works | External elevations |  | 5 | 04 | 020 | 000 | 5.04.020
Ss_25_20_70 | 25 | 20 | 70 |  | Rainscreen cladding systems | Construction Costs (CC) | Architectural works ¦ Non-structural works | External elevations |  | 2 | 04 | 020 | 000 | 2.04.020
Ss_25_20_70 | 25 | 20 | 70 |  | Rainscreen cladding systems | Renewal Costs (RC) | Architectural works ¦ Non-structural works | External elevations |  | 3 | 04 | 020 | 000 | 3.04.020
Ss_25_20_70 | 25 | 20 | 70 |  | Rainscreen cladding systems | Maintenance Costs (MC) | Architectural works ¦ Non-structural works | External elevations |  | 5 | 04 | 020 | 000 | 5.04.020
Ss_25_20_70_25 | 25 | 20 | 70 | 25 | Drained and back-ventilated rainscreen cladding systems | Construction Costs (CC) | Architectural works ¦ Non-structural works | External elevations |  | 2 | 04 | 020 | 000 | 2.04.020
Ss_25_20_70_25 | 25 | 20 | 70 | 25 | Drained and back-ventilated rainscreen cladding systems | Renewal Costs (RC) | Architectural works ¦ Non-structural works | External elevations |  | 3 | 04 | 020 | 000 | 3.04.020
Ss_25_20_70_25 | 25 | 20 | 70 | 25 | Drained and back-ventilated rainscreen cladding systems | Maintenance Costs (MC) | Architectural works ¦ Non-structural works | External elevations |  | 5 | 04 | 020 | 000 | 5.04.020
Ss_25_20_70_65 | 25 | 20 | 70 | 65 | Pressure equalized rainscreen cladding systems | Construction Costs (CC) | Architectural works ¦ Non-structural works | External elevations |  | 2 | 04 | 020 | 000 | 2.04.020
Ss_25_20_70_65 | 25 | 20 | 70 | 65 | Pressure equalized rainscreen cladding systems | Renewal Costs (RC) | Architectural works ¦ Non-structural works | External elevations |  | 3 | 04 | 020 | 000 | 3.04.020
Ss_25_20_70_65 | 25 | 20 | 70 | 65 | Pressure equalized rainscreen cladding systems | Maintenance Costs (MC) | Architectural works ¦ Non-structural works | External elevations |  | 5 | 04 | 020 | 000 | 5.04.020
Ss_25_20_72 | 25 | 20 | 72 |  | Sheet cladding systems | Construction Costs (CC) | Architectural works ¦ Non-structural works | External elevations |  | 2 | 04 | 020 | 000 | 2.04.020
Ss_25_20_72 | 25 | 20 | 72 |  | Sheet cladding systems | Renewal Costs (RC) | Architectural works ¦ Non-structural works | External elevations |  | 3 | 04 | 020 | 000 | 3.04.020
Ss_25_20_72 | 25 | 20 | 72 |  | Sheet cladding systems | Maintenance Costs (MC) | Architectural works ¦ Non-structural works | External elevations |  | 5 | 04 | 020 | 000 | 5.04.020
Ss_25_20_72_72 | 25 | 20 | 72 | 72 | Rigid sheet cladding systems | Construction Costs (CC) | Architectural works ¦ Non-structural works | External elevations |  | 2 | 04 | 020 | 000 | 2.04.020
Ss_25_20_72_72 | 25 | 20 | 72 | 72 | Rigid sheet cladding systems | Renewal Costs (RC) | Architectural works ¦ Non-structural works | External elevations |  | 3 | 04 | 020 | 000 | 3.04.020
Ss_25_20_72_72 | 25 | 20 | 72 | 72 | Rigid sheet cladding systems | Maintenance Costs (MC) | Architectural works ¦ Non-structural works | External elevations |  | 5 | 04 | 020 | 000 | 5.04.020
Ss_25_20_85 | 25 | 20 | 85 |  | Stone cladding systems | Construction Costs (CC) | Architectural works ¦ Non-structural works | External elevations |  | 2 | 04 | 020 | 000 | 2.04.020
Ss_25_20_85 | 25 | 20 | 85 |  | Stone cladding systems | Renewal Costs (RC) | Architectural works ¦ Non-structural works | External elevations |  | 3 | 04 | 020 | 000 | 3.04.020
Ss_25_20_85 | 25 | 20 | 85 |  | Stone cladding systems | Maintenance Costs (MC) | Architectural works ¦ Non-structural works | External elevations |  | 5 | 04 | 020 | 000 | 5.04.020
Ss_25_20_85_50 | 25 | 20 | 85 | 50 | Manufactured stone cladding systems | Construction Costs (CC) | Architectural works ¦ Non-structural works | External elevations |  | 2 | 04 | 020 | 000 | 2.04.020
Ss_25_20_85_50 | 25 | 20 | 85 | 50 | Manufactured stone cladding systems | Renewal Costs (RC) | Architectural works ¦ Non-structural works | External elevations |  | 3 | 04 | 020 | 000 | 3.04.020
Ss_25_20_85_50 | 25 | 20 | 85 | 50 | Manufactured stone cladding systems | Maintenance Costs (MC) | Architectural works ¦ Non-structural works | External elevations |  | 5 | 04 | 020 | 000 | 5.04.020
Ss_25_20_85_55 | 25 | 20 | 85 | 55 | Natural stone cladding systems | Construction Costs (CC) | Architectural works ¦ Non-structural works | External elevations |  | 2 | 04 | 020 | 000 | 2.04.020
Ss_25_20_85_55 | 25 | 20 | 85 | 55 | Natural stone cladding systems | Renewal Costs (RC) | Architectural works ¦ Non-structural works | External elevations |  | 3 | 04 | 020 | 000 | 3.04.020
Ss_25_20_85_55 | 25 | 20 | 85 | 55 | Natural stone cladding systems | Maintenance Costs (MC) | Architectural works ¦ Non-structural works | External elevations |  | 5 | 04 | 020 | 000 | 5.04.020
Ss_25_20_90 | 25 | 20 | 90 |  | Unit cladding systems | Construction Costs (CC) | Architectural works ¦ Non-structural works | External elevations |  | 2 | 04 | 020 | 000 | 2.04.020
Ss_25_20_90 | 25 | 20 | 90 |  | Unit cladding systems | Renewal Costs (RC) | Architectural works ¦ Non-structural works | External elevations |  | 3 | 04 | 020 | 000 | 3.04.020
Ss_25_20_90 | 25 | 20 | 90 |  | Unit cladding systems | Maintenance Costs (MC) | Architectural works ¦ Non-structural works | External elevations |  | 5 | 04 | 020 | 000 | 5.04.020
Ss_25_20_90_13 | 25 | 20 | 90 | 13 | Clay plain tile cladding systems | Construction Costs (CC) | Architectural works ¦ Non-structural works | External elevations |  | 2 | 04 | 020 | 000 | 2.04.020
Ss_25_20_90_13 | 25 | 20 | 90 | 13 | Clay plain tile cladding systems | Renewal Costs (RC) | Architectural works ¦ Non-structural works | External elevations |  | 3 | 04 | 020 | 000 | 3.04.020
Ss_25_20_90_13 | 25 | 20 | 90 | 13 | Clay plain tile cladding systems | Maintenance Costs (MC) | Architectural works ¦ Non-structural works | External elevations |  | 5 | 04 | 020 | 000 | 5.04.020
Ss_25_20_90_15 | 25 | 20 | 90 | 15 | Concrete plain tile cladding systems | Construction Costs (CC) | Architectural works ¦ Non-structural works | External elevations |  | 2 | 04 | 020 | 000 | 2.04.020
Ss_25_20_90_15 | 25 | 20 | 90 | 15 | Concrete plain tile cladding systems | Renewal Costs (RC) | Architectural works ¦ Non-structural works | External elevations |  | 3 | 04 | 020 | 000 | 3.04.020
Ss_25_20_90_15 | 25 | 20 | 90 | 15 | Concrete plain tile cladding systems | Maintenance Costs (MC) | Architectural works ¦ Non-structural works | External elevations |  | 5 | 04 | 020 | 000 | 5.04.020
Ss_25_20_90_30 | 25 | 20 | 90 | 30 | Fibre cement slate cladding systems | Construction Costs (CC) | Architectural works ¦ Non-structural works | External elevations |  | 2 | 04 | 020 | 000 | 2.04.020
Ss_25_20_90_30 | 25 | 20 | 90 | 30 | Fibre cement slate cladding systems | Renewal Costs (RC) | Architectural works ¦ Non-structural works | External elevations |  | 3 | 04 | 020 | 000 | 3.04.020
Ss_25_20_90_30 | 25 | 20 | 90 | 30 | Fibre cement slate cladding systems | Maintenance Costs (MC) | Architectural works ¦ Non-structural works | External elevations |  | 5 | 04 | 020 | 000 | 5.04.020
Ss_25_20_90_50 | 25 | 20 | 90 | 50 | Metal tile cladding systems | Construction Costs (CC) | Architectural works ¦ Non-structural works | External elevations |  | 2 | 04 | 020 | 000 | 2.04.020
Ss_25_20_90_50 | 25 | 20 | 90 | 50 | Metal tile cladding systems | Renewal Costs (RC) | Architectural works ¦ Non-structural works | External elevations |  | 3 | 04 | 020 | 000 | 3.04.020
Ss_25_20_90_50 | 25 | 20 | 90 | 50 | Metal tile cladding systems | Maintenance Costs (MC) | Architectural works ¦ Non-structural works | External elevations |  | 5 | 04 | 020 | 000 | 5.04.020
Ss_25_20_90_55 | 25 | 20 | 90 | 55 | Natural slate cladding systems | Construction Costs (CC) | Architectural works ¦ Non-structural works | External elevations |  | 2 | 04 | 020 | 000 | 2.04.020
Ss_25_20_90_55 | 25 | 20 | 90 | 55 | Natural slate cladding systems | Renewal Costs (RC) | Architectural works ¦ Non-structural works | External elevations |  | 3 | 04 | 020 | 000 | 3.04.020
Ss_25_20_90_55 | 25 | 20 | 90 | 55 | Natural slate cladding systems | Maintenance Costs (MC) | Architectural works ¦ Non-structural works | External elevations |  | 5 | 04 | 020 | 000 | 5.04.020
Ss_25_20_90_65 | 25 | 20 | 90 | 65 | Precast concrete cladding systems | Construction Costs (CC) | Architectural works ¦ Non-structural works | External elevations |  | 2 | 04 | 020 | 000 | 2.04.020
Ss_25_20_90_65 | 25 | 20 | 90 | 65 | Precast concrete cladding systems | Renewal Costs (RC) | Architectural works ¦ Non-structural works | External elevations |  | 3 | 04 | 020 | 000 | 3.04.020
Ss_25_20_90_65 | 25 | 20 | 90 | 65 | Precast concrete cladding systems | Maintenance Costs (MC) | Architectural works ¦ Non-structural works | External elevations |  | 5 | 04 | 020 | 000 | 5.04.020
Ss_25_20_90_95 | 25 | 20 | 90 | 95 | Wood shingle or shake cladding systems | Construction Costs (CC) | Architectural works ¦ Non-structural works | External elevations |  | 2 | 04 | 020 | 000 | 2.04.020
Ss_25_20_90_95 | 25 | 20 | 90 | 95 | Wood shingle or shake cladding systems | Renewal Costs (RC) | Architectural works ¦ Non-structural works | External elevations |  | 3 | 04 | 020 | 000 | 3.04.020
Ss_25_20_90_95 | 25 | 20 | 90 | 95 | Wood shingle or shake cladding systems | Maintenance Costs (MC) | Architectural works ¦ Non-structural works | External elevations |  | 5 | 04 | 020 | 000 | 5.04.020
Ss_25_25 | 25 | 25 |  |  | Wall lining systems | Construction Costs (CC) | Architectural works ¦ Non-structural works | External elevations |  | 2 | 04 | 020 | 000 | 2.04.020
Ss_25_25 | 25 | 25 |  |  | Wall lining systems | Renewal Costs (RC) | Architectural works ¦ Non-structural works | External elevations |  | 3 | 04 | 020 | 000 | 3.04.020
Ss_25_25 | 25 | 25 |  |  | Wall lining systems | Maintenance Costs (MC) | Architectural works ¦ Non-structural works | External elevations |  | 5 | 04 | 020 | 000 | 5.04.020
Ss_25_25_05 | 25 | 25 | 05 |  | Acoustic panel systems | Construction Costs (CC) | Architectural works ¦ Non-structural works | External elevations |  | 2 | 04 | 020 | 000 | 2.04.020
Ss_25_25_05 | 25 | 25 | 05 |  | Acoustic panel systems | Renewal Costs (RC) | Architectural works ¦ Non-structural works | External elevations |  | 3 | 04 | 020 | 000 | 3.04.020
Ss_25_25_05 | 25 | 25 | 05 |  | Acoustic panel systems | Maintenance Costs (MC) | Architectural works ¦ Non-structural works | External elevations |  | 5 | 04 | 020 | 000 | 5.04.020
Ss_25_25_45 | 25 | 25 | 45 |  | Lining and casing systems | Construction Costs (CC) | Architectural works ¦ Non-structural works | External elevations |  | 2 | 04 | 020 | 000 | 2.04.020
Ss_25_25_45 | 25 | 25 | 45 |  | Lining and casing systems | Renewal Costs (RC) | Architectural works ¦ Non-structural works | External elevations |  | 3 | 04 | 020 | 000 | 3.04.020
Ss_25_25_45 | 25 | 25 | 45 |  | Lining and casing systems | Maintenance Costs (MC) | Architectural works ¦ Non-structural works | External elevations |  | 5 | 04 | 020 | 000 | 5.04.020
Ss_25_25_45_25 | 25 | 25 | 45 | 25 | Duct and wall panel lining systems | Construction Costs (CC) | Architectural works ¦ Non-structural works | External elevations |  | 2 | 04 | 020 | 000 | 2.04.020
Ss_25_25_45_25 | 25 | 25 | 45 | 25 | Duct and wall panel lining systems | Renewal Costs (RC) | Architectural works ¦ Non-structural works | External elevations |  | 3 | 04 | 020 | 000 | 3.04.020
Ss_25_25_45_25 | 25 | 25 | 45 | 25 | Duct and wall panel lining systems | Maintenance Costs (MC) | Architectural works ¦ Non-structural works | External elevations |  | 5 | 04 | 020 | 000 | 5.04.020
Ss_25_25_45_33 | 25 | 25 | 45 | 33 | Gypsum board casing systems | Construction Costs (CC) | Architectural works ¦ Non-structural works | External elevations |  | 2 | 04 | 020 | 000 | 2.04.020
Ss_25_25_45_33 | 25 | 25 | 45 | 33 | Gypsum board casing systems | Renewal Costs (RC) | Architectural works ¦ Non-structural works | External elevations |  | 3 | 04 | 020 | 000 | 3.04.020
Ss_25_25_45_33 | 25 | 25 | 45 | 33 | Gypsum board casing systems | Maintenance Costs (MC) | Architectural works ¦ Non-structural works | External elevations |  | 5 | 04 | 020 | 000 | 5.04.020
Ss_25_25_45_35 | 25 | 25 | 45 | 35 | Gypsum board wall lining systems | Construction Costs (CC) | Architectural works ¦ Non-structural works | External elevations |  | 2 | 04 | 020 | 000 | 2.04.020
Ss_25_25_45_35 | 25 | 25 | 45 | 35 | Gypsum board wall lining systems | Renewal Costs (RC) | Architectural works ¦ Non-structural works | External elevations |  | 3 | 04 | 020 | 000 | 3.04.020
Ss_25_25_45_35 | 25 | 25 | 45 | 35 | Gypsum board wall lining systems | Maintenance Costs (MC) | Architectural works ¦ Non-structural works | External elevations |  | 5 | 04 | 020 | 000 | 5.04.020
Ss_25_25_45_50 | 25 | 25 | 45 | 50 | Metal framed wall lining systems | Construction Costs (CC) | Architectural works ¦ Non-structural works | External elevations |  | 2 | 04 | 020 | 000 | 2.04.020
Ss_25_25_45_50 | 25 | 25 | 45 | 50 | Metal framed wall lining systems | Renewal Costs (RC) | Architectural works ¦ Non-structural works | External elevations |  | 3 | 04 | 020 | 000 | 3.04.020
Ss_25_25_45_50 | 25 | 25 | 45 | 50 | Metal framed wall lining systems | Maintenance Costs (MC) | Architectural works ¦ Non-structural works | External elevations |  | 5 | 04 | 020 | 000 | 5.04.020
Ss_25_25_45_70 | 25 | 25 | 45 | 70 | Rigid sheet wall lining and casing systems | Construction Costs (CC) | Architectural works ¦ Non-structural works | External elevations |  | 2 | 04 | 020 | 000 | 2.04.020
Ss_25_25_45_70 | 25 | 25 | 45 | 70 | Rigid sheet wall lining and casing systems | Renewal Costs (RC) | Architectural works ¦ Non-structural works | External elevations |  | 3 | 04 | 020 | 000 | 3.04.020
Ss_25_25_45_70 | 25 | 25 | 45 | 70 | Rigid sheet wall lining and casing systems | Maintenance Costs (MC) | Architectural works ¦ Non-structural works | External elevations |  | 5 | 04 | 020 | 000 | 5.04.020
Ss_25_25_45_88 | 25 | 25 | 45 | 88 | Timber board casing systems | Construction Costs (CC) | Architectural works ¦ Non-structural works | External elevations |  | 2 | 04 | 020 | 000 | 2.04.020
Ss_25_25_45_88 | 25 | 25 | 45 | 88 | Timber board casing systems | Renewal Costs (RC) | Architectural works ¦ Non-structural works | External elevations |  | 3 | 04 | 020 | 000 | 3.04.020
Ss_25_25_45_88 | 25 | 25 | 45 | 88 | Timber board casing systems | Maintenance Costs (MC) | Architectural works ¦ Non-structural works | External elevations |  | 5 | 04 | 020 | 000 | 5.04.020
Ss_25_25_45_90 | 25 | 25 | 45 | 90 | Timber board wall lining systems | Construction Costs (CC) | Architectural works ¦ Non-structural works | External elevations |  | 2 | 04 | 020 | 000 | 2.04.020
Ss_25_25_45_90 | 25 | 25 | 45 | 90 | Timber board wall lining systems | Renewal Costs (RC) | Architectural works ¦ Non-structural works | External elevations |  | 3 | 04 | 020 | 000 | 3.04.020
Ss_25_25_45_90 | 25 | 25 | 45 | 90 | Timber board wall lining systems | Maintenance Costs (MC) | Architectural works ¦ Non-structural works | External elevations |  | 5 | 04 | 020 | 000 | 5.04.020
Ss_25_25_70 | 25 | 25 | 70 |  | Radiation shielding lining systems | Construction Costs (CC) | Architectural works ¦ Non-structural works | External elevations |  | 2 | 04 | 020 | 000 | 2.04.020
Ss_25_25_70 | 25 | 25 | 70 |  | Radiation shielding lining systems | Renewal Costs (RC) | Architectural works ¦ Non-structural works | External elevations |  | 3 | 04 | 020 | 000 | 3.04.020
Ss_25_25_70 | 25 | 25 | 70 |  | Radiation shielding lining systems | Maintenance Costs (MC) | Architectural works ¦ Non-structural works | External elevations |  | 5 | 04 | 020 | 000 | 5.04.020
Ss_25_25_75 | 25 | 25 | 75 |  | Rigid sheet fine lining and panelling systems | Construction Costs (CC) | Architectural works ¦ Non-structural works | External elevations |  | 2 | 04 | 020 | 000 | 2.04.020
Ss_25_25_75 | 25 | 25 | 75 |  | Rigid sheet fine lining and panelling systems | Renewal Costs (RC) | Architectural works ¦ Non-structural works | External elevations |  | 3 | 04 | 020 | 000 | 3.04.020
Ss_25_25_75 | 25 | 25 | 75 |  | Rigid sheet fine lining and panelling systems | Maintenance Costs (MC) | Architectural works ¦ Non-structural works | External elevations |  | 5 | 04 | 020 | 000 | 5.04.020
Ss_25_25_75_05 | 25 | 25 | 75 | 05 | Acoustic panel lining systems | Construction Costs (CC) | Architectural works ¦ Non-structural works | External elevations |  | 2 | 04 | 020 | 000 | 2.04.020
Ss_25_25_75_05 | 25 | 25 | 75 | 05 | Acoustic panel lining systems | Renewal Costs (RC) | Architectural works ¦ Non-structural works | External elevations |  | 3 | 04 | 020 | 000 | 3.04.020
Ss_25_25_75_05 | 25 | 25 | 75 | 05 | Acoustic panel lining systems | Maintenance Costs (MC) | Architectural works ¦ Non-structural works | External elevations |  | 5 | 04 | 020 | 000 | 5.04.020
Ss_25_25_75_30 | 25 | 25 | 75 | 30 | Framed wood panel lining systems | Construction Costs (CC) | Architectural works ¦ Non-structural works | External elevations |  | 2 | 04 | 020 | 000 | 2.04.020
Ss_25_25_75_30 | 25 | 25 | 75 | 30 | Framed wood panel lining systems | Renewal Costs (RC) | Architectural works ¦ Non-structural works | External elevations |  | 3 | 04 | 020 | 000 | 3.04.020
Ss_25_25_75_30 | 25 | 25 | 75 | 30 | Framed wood panel lining systems | Maintenance Costs (MC) | Architectural works ¦ Non-structural works | External elevations |  | 5 | 04 | 020 | 000 | 5.04.020
Ss_25_25_75_63 | 25 | 25 | 75 | 63 | Plastics panel lining systems | Construction Costs (CC) | Architectural works ¦ Non-structural works | External elevations |  | 2 | 04 | 020 | 000 | 2.04.020
Ss_25_25_75_63 | 25 | 25 | 75 | 63 | Plastics panel lining systems | Renewal Costs (RC) | Architectural works ¦ Non-structural works | External elevations |  | 3 | 04 | 020 | 000 | 3.04.020
Ss_25_25_75_63 | 25 | 25 | 75 | 63 | Plastics panel lining systems | Maintenance Costs (MC) | Architectural works ¦ Non-structural works | External elevations |  | 5 | 04 | 020 | 000 | 5.04.020
Ss_25_25_75_65 | 25 | 25 | 75 | 65 | Plastics veneered panel lining systems | Construction Costs (CC) | Architectural works ¦ Non-structural works | External elevations |  | 2 | 04 | 020 | 000 | 2.04.020
Ss_25_25_75_65 | 25 | 25 | 75 | 65 | Plastics veneered panel lining systems | Renewal Costs (RC) | Architectural works ¦ Non-structural works | External elevations |  | 3 | 04 | 020 | 000 | 3.04.020
Ss_25_25_75_65 | 25 | 25 | 75 | 65 | Plastics veneered panel lining systems | Maintenance Costs (MC) | Architectural works ¦ Non-structural works | External elevations |  | 5 | 04 | 020 | 000 | 5.04.020
Ss_25_25_75_85 | 25 | 25 | 75 | 85 | Specialist faced panel lining systems | Construction Costs (CC) | Architectural works ¦ Non-structural works | External elevations |  | 2 | 04 | 020 | 000 | 2.04.020
Ss_25_25_75_85 | 25 | 25 | 75 | 85 | Specialist faced panel lining systems | Renewal Costs (RC) | Architectural works ¦ Non-structural works | External elevations |  | 3 | 04 | 020 | 000 | 3.04.020
Ss_25_25_75_85 | 25 | 25 | 75 | 85 | Specialist faced panel lining systems | Maintenance Costs (MC) | Architectural works ¦ Non-structural works | External elevations |  | 5 | 04 | 020 | 000 | 5.04.020
Ss_25_25_75_95 | 25 | 25 | 75 | 95 | Wood veneered panel lining systems | Construction Costs (CC) | Architectural works ¦ Non-structural works | External elevations |  | 2 | 04 | 020 | 000 | 2.04.020
Ss_25_25_75_95 | 25 | 25 | 75 | 95 | Wood veneered panel lining systems | Renewal Costs (RC) | Architectural works ¦ Non-structural works | External elevations |  | 3 | 04 | 020 | 000 | 3.04.020
Ss_25_25_75_95 | 25 | 25 | 75 | 95 | Wood veneered panel lining systems | Maintenance Costs (MC) | Architectural works ¦ Non-structural works | External elevations |  | 5 | 04 | 020 | 000 | 5.04.020
Ss_25_25_85 | 25 | 25 | 85 |  | Stone lining systems | Construction Costs (CC) | Architectural works ¦ Non-structural works | External elevations |  | 2 | 04 | 020 | 000 | 2.04.020
Ss_25_25_85 | 25 | 25 | 85 |  | Stone lining systems | Renewal Costs (RC) | Architectural works ¦ Non-structural works | External elevations |  | 3 | 04 | 020 | 000 | 3.04.020
Ss_25_25_85 | 25 | 25 | 85 |  | Stone lining systems | Maintenance Costs (MC) | Architectural works ¦ Non-structural works | External elevations |  | 5 | 04 | 020 | 000 | 5.04.020
Ss_25_25_85_50 | 25 | 25 | 85 | 50 | Manufactured stone lining systems | Construction Costs (CC) | Architectural works ¦ Non-structural works | External elevations |  | 2 | 04 | 020 | 000 | 2.04.020
Ss_25_25_85_50 | 25 | 25 | 85 | 50 | Manufactured stone lining systems | Renewal Costs (RC) | Architectural works ¦ Non-structural works | External elevations |  | 3 | 04 | 020 | 000 | 3.04.020
Ss_25_25_85_50 | 25 | 25 | 85 | 50 | Manufactured stone lining systems | Maintenance Costs (MC) | Architectural works ¦ Non-structural works | External elevations |  | 5 | 04 | 020 | 000 | 5.04.020
Ss_25_25_85_55 | 25 | 25 | 85 | 55 | Natural stone lining systems | Construction Costs (CC) | Architectural works ¦ Non-structural works | External elevations |  | 2 | 04 | 020 | 000 | 2.04.020
Ss_25_25_85_55 | 25 | 25 | 85 | 55 | Natural stone lining systems | Renewal Costs (RC) | Architectural works ¦ Non-structural works | External elevations |  | 3 | 04 | 020 | 000 | 3.04.020
Ss_25_25_85_55 | 25 | 25 | 85 | 55 | Natural stone lining systems | Maintenance Costs (MC) | Architectural works ¦ Non-structural works | External elevations |  | 5 | 04 | 020 | 000 | 5.04.020
Ss_25_25_95 | 25 | 25 | 95 |  | Wall sheathing systems | Construction Costs (CC) | Architectural works ¦ Non-structural works | External elevations |  | 2 | 04 | 020 | 000 | 2.04.020
Ss_25_25_95 | 25 | 25 | 95 |  | Wall sheathing systems | Renewal Costs (RC) | Architectural works ¦ Non-structural works | External elevations |  | 3 | 04 | 020 | 000 | 3.04.020
Ss_25_25_95 | 25 | 25 | 95 |  | Wall sheathing systems | Maintenance Costs (MC) | Architectural works ¦ Non-structural works | External elevations |  | 5 | 04 | 020 | 000 | 5.04.020
Ss_25_25_95_28 | 25 | 25 | 95 | 28 | External wall sheathing systems | Construction Costs (CC) | Architectural works ¦ Non-structural works | External elevations |  | 2 | 04 | 020 | 000 | 2.04.020
Ss_25_25_95_28 | 25 | 25 | 95 | 28 | External wall sheathing systems | Renewal Costs (RC) | Architectural works ¦ Non-structural works | External elevations |  | 3 | 04 | 020 | 000 | 3.04.020
Ss_25_25_95_28 | 25 | 25 | 95 | 28 | External wall sheathing systems | Maintenance Costs (MC) | Architectural works ¦ Non-structural works | External elevations |  | 5 | 04 | 020 | 000 | 5.04.020
Ss_25_30 | 25 | 30 |  |  | Door and window systems | Construction Costs (CC) | Architectural works ¦ Non-structural works | External elevations |  | 2 | 04 | 020 | 000 | 2.04.020
Ss_25_30 | 25 | 30 |  |  | Door and window systems | Renewal Costs (RC) | Architectural works ¦ Non-structural works | External elevations |  | 3 | 04 | 020 | 000 | 3.04.020
Ss_25_30 | 25 | 30 |  |  | Door and window systems | Maintenance Costs (MC) | Architectural works ¦ Non-structural works | External elevations |  | 5 | 04 | 020 | 000 | 5.04.020
Ss_25_30_15 | 25 | 30 | 15 |  | Concrete wall glazing systems | Construction Costs (CC) | Architectural works ¦ Non-structural works | External elevations |  | 2 | 04 | 020 | 000 | 2.04.020
Ss_25_30_15 | 25 | 30 | 15 |  | Concrete wall glazing systems | Renewal Costs (RC) | Architectural works ¦ Non-structural works | External elevations |  | 3 | 04 | 020 | 000 | 3.04.020
Ss_25_30_15 | 25 | 30 | 15 |  | Concrete wall glazing systems | Maintenance Costs (MC) | Architectural works ¦ Non-structural works | External elevations |  | 5 | 04 | 020 | 000 | 5.04.020
Ss_25_30_15_66 | 25 | 30 | 15 | 66 | Precast concrete security window systems | Construction Costs (CC) | Architectural works ¦ Non-structural works | External elevations |  | 2 | 04 | 020 | 000 | 2.04.020
Ss_25_30_15_66 | 25 | 30 | 15 | 66 | Precast concrete security window systems | Renewal Costs (RC) | Architectural works ¦ Non-structural works | External elevations |  | 3 | 04 | 020 | 000 | 3.04.020
Ss_25_30_15_66 | 25 | 30 | 15 | 66 | Precast concrete security window systems | Maintenance Costs (MC) | Architectural works ¦ Non-structural works | External elevations |  | 5 | 04 | 020 | 000 | 5.04.020
Ss_25_30_20 | 25 | 30 | 20 |  | Door, shutter and hatch systems | Construction Costs (CC) | Architectural works ¦ Non-structural works | External elevations |  | 2 | 04 | 020 | 000 | 2.04.020
Ss_25_30_20 | 25 | 30 | 20 |  | Door, shutter and hatch systems | Renewal Costs (RC) | Architectural works ¦ Non-structural works | External elevations |  | 3 | 04 | 020 | 000 | 3.04.020
Ss_25_30_20 | 25 | 30 | 20 |  | Door, shutter and hatch systems | Maintenance Costs (MC) | Architectural works ¦ Non-structural works | External elevations |  | 5 | 04 | 020 | 000 | 5.04.020
Ss_25_30_20_16 | 25 | 30 | 20 | 16 | Collapsible gate and grille doorset systems | Construction Costs (CC) | Architectural works ¦ Non-structural works | External elevations |  | 2 | 04 | 020 | 000 | 2.04.020
Ss_25_30_20_16 | 25 | 30 | 20 | 16 | Collapsible gate and grille doorset systems | Renewal Costs (RC) | Architectural works ¦ Non-structural works | External elevations |  | 3 | 04 | 020 | 000 | 3.04.020
Ss_25_30_20_16 | 25 | 30 | 20 | 16 | Collapsible gate and grille doorset systems | Maintenance Costs (MC) | Architectural works ¦ Non-structural works | External elevations |  | 5 | 04 | 020 | 000 | 5.04.020
Ss_25_30_20_22 | 25 | 30 | 20 | 22 | Door assembly systems | Construction Costs (CC) | Architectural works ¦ Non-structural works | External elevations |  | 2 | 04 | 020 | 000 | 2.04.020
Ss_25_30_20_22 | 25 | 30 | 20 | 22 | Door assembly systems | Renewal Costs (RC) | Architectural works ¦ Non-structural works | External elevations |  | 3 | 04 | 020 | 000 | 3.04.020
Ss_25_30_20_22 | 25 | 30 | 20 | 22 | Door assembly systems | Maintenance Costs (MC) | Architectural works ¦ Non-structural works | External elevations |  | 5 | 04 | 020 | 000 | 5.04.020
Ss_25_30_20_25 | 25 | 30 | 20 | 25 | Doorset systems | Construction Costs (CC) | Architectural works ¦ Non-structural works | External elevations |  | 2 | 04 | 020 | 000 | 2.04.020
Ss_25_30_20_25 | 25 | 30 | 20 | 25 | Doorset systems | Renewal Costs (RC) | Architectural works ¦ Non-structural works | External elevations |  | 3 | 04 | 020 | 000 | 3.04.020
Ss_25_30_20_25 | 25 | 30 | 20 | 25 | Doorset systems | Maintenance Costs (MC) | Architectural works ¦ Non-structural works | External elevations |  | 5 | 04 | 020 | 000 | 5.04.020
Ss_25_30_20_30 | 25 | 30 | 20 | 30 | Frame and door leaf systems | Construction Costs (CC) | Architectural works ¦ Non-structural works | External elevations |  | 2 | 04 | 020 | 000 | 2.04.020
Ss_25_30_20_30 | 25 | 30 | 20 | 30 | Frame and door leaf systems | Renewal Costs (RC) | Architectural works ¦ Non-structural works | External elevations |  | 3 | 04 | 020 | 000 | 3.04.020
Ss_25_30_20_30 | 25 | 30 | 20 | 30 | Frame and door leaf systems | Maintenance Costs (MC) | Architectural works ¦ Non-structural works | External elevations |  | 5 | 04 | 020 | 000 | 5.04.020
Ss_25_30_20_32 | 25 | 30 | 20 | 32 | Frameless glass door systems | Construction Costs (CC) | Architectural works ¦ Non-structural works | External elevations |  | 2 | 04 | 020 | 000 | 2.04.020
Ss_25_30_20_32 | 25 | 30 | 20 | 32 | Frameless glass door systems | Renewal Costs (RC) | Architectural works ¦ Non-structural works | External elevations |  | 3 | 04 | 020 | 000 | 3.04.020
Ss_25_30_20_32 | 25 | 30 | 20 | 32 | Frameless glass door systems | Maintenance Costs (MC) | Architectural works ¦ Non-structural works | External elevations |  | 5 | 04 | 020 | 000 | 5.04.020
Ss_25_30_20_35 | 25 | 30 | 20 | 35 | Hatch systems | Construction Costs (CC) | Architectural works ¦ Non-structural works | External elevations |  | 2 | 04 | 020 | 000 | 2.04.020
Ss_25_30_20_35 | 25 | 30 | 20 | 35 | Hatch systems | Renewal Costs (RC) | Architectural works ¦ Non-structural works | External elevations |  | 3 | 04 | 020 | 000 | 3.04.020
Ss_25_30_20_35 | 25 | 30 | 20 | 35 | Hatch systems | Maintenance Costs (MC) | Architectural works ¦ Non-structural works | External elevations |  | 5 | 04 | 020 | 000 | 5.04.020
Ss_25_30_20_37 | 25 | 30 | 20 | 37 | High security doorset systems | Construction Costs (CC) | Architectural works ¦ Non-structural works | External elevations |  | 2 | 04 | 020 | 000 | 2.04.020
Ss_25_30_20_37 | 25 | 30 | 20 | 37 | High security doorset systems | Renewal Costs (RC) | Architectural works ¦ Non-structural works | External elevations |  | 3 | 04 | 020 | 000 | 3.04.020
Ss_25_30_20_37 | 25 | 30 | 20 | 37 | High security doorset systems | Maintenance Costs (MC) | Architectural works ¦ Non-structural works | External elevations |  | 5 | 04 | 020 | 000 | 5.04.020
Ss_25_30_20_38 | 25 | 30 | 20 | 38 | High speed doorset systems | Construction Costs (CC) | Architectural works ¦ Non-structural works | External elevations |  | 2 | 04 | 020 | 000 | 2.04.020
Ss_25_30_20_38 | 25 | 30 | 20 | 38 | High speed doorset systems | Renewal Costs (RC) | Architectural works ¦ Non-structural works | External elevations |  | 3 | 04 | 020 | 000 | 3.04.020
Ss_25_30_20_38 | 25 | 30 | 20 | 38 | High speed doorset systems | Maintenance Costs (MC) | Architectural works ¦ Non-structural works | External elevations |  | 5 | 04 | 020 | 000 | 5.04.020
Ss_25_30_20_39 | 25 | 30 | 20 | 39 | Hinged doorset systems | Construction Costs (CC) | Architectural works ¦ Non-structural works | External elevations |  | 2 | 04 | 020 | 000 | 2.04.020
Ss_25_30_20_39 | 25 | 30 | 20 | 39 | Hinged doorset systems | Renewal Costs (RC) | Architectural works ¦ Non-structural works | External elevations |  | 3 | 04 | 020 | 000 | 3.04.020
Ss_25_30_20_39 | 25 | 30 | 20 | 39 | Hinged doorset systems | Maintenance Costs (MC) | Architectural works ¦ Non-structural works | External elevations |  | 5 | 04 | 020 | 000 | 5.04.020
Ss_25_30_20_40 | 25 | 30 | 20 | 40 | Industrial doorset systems | Construction Costs (CC) | Architectural works ¦ Non-structural works | External elevations |  | 2 | 04 | 020 | 000 | 2.04.020
Ss_25_30_20_40 | 25 | 30 | 20 | 40 | Industrial doorset systems | Renewal Costs (RC) | Architectural works ¦ Non-structural works | External elevations |  | 3 | 04 | 020 | 000 | 3.04.020
Ss_25_30_20_40 | 25 | 30 | 20 | 40 | Industrial doorset systems | Maintenance Costs (MC) | Architectural works ¦ Non-structural works | External elevations |  | 5 | 04 | 020 | 000 | 5.04.020
Ss_25_30_20_45 | 25 | 30 | 20 | 45 | Loading bay doorset systems | Construction Costs (CC) | Architectural works ¦ Non-structural works | External elevations |  | 2 | 04 | 020 | 000 | 2.04.020
Ss_25_30_20_45 | 25 | 30 | 20 | 45 | Loading bay doorset systems | Renewal Costs (RC) | Architectural works ¦ Non-structural works | External elevations |  | 3 | 04 | 020 | 000 | 3.04.020
Ss_25_30_20_45 | 25 | 30 | 20 | 45 | Loading bay doorset systems | Maintenance Costs (MC) | Architectural works ¦ Non-structural works | External elevations |  | 5 | 04 | 020 | 000 | 5.04.020
Ss_25_30_20_46 | 25 | 30 | 20 | 46 | Louvre doorset systems | Construction Costs (CC) | Architectural works ¦ Non-structural works | External elevations |  | 2 | 04 | 020 | 000 | 2.04.020
Ss_25_30_20_46 | 25 | 30 | 20 | 46 | Louvre doorset systems | Renewal Costs (RC) | Architectural works ¦ Non-structural works | External elevations |  | 3 | 04 | 020 | 000 | 3.04.020
Ss_25_30_20_46 | 25 | 30 | 20 | 46 | Louvre doorset systems | Maintenance Costs (MC) | Architectural works ¦ Non-structural works | External elevations |  | 5 | 04 | 020 | 000 | 5.04.020
Ss_25_30_20_62 | 25 | 30 | 20 | 62 | Pivot doorset systems | Construction Costs (CC) | Architectural works ¦ Non-structural works | External elevations |  | 2 | 04 | 020 | 000 | 2.04.020
Ss_25_30_20_62 | 25 | 30 | 20 | 62 | Pivot doorset systems | Renewal Costs (RC) | Architectural works ¦ Non-structural works | External elevations |  | 3 | 04 | 020 | 000 | 3.04.020
Ss_25_30_20_62 | 25 | 30 | 20 | 62 | Pivot doorset systems | Maintenance Costs (MC) | Architectural works ¦ Non-structural works | External elevations |  | 5 | 04 | 020 | 000 | 5.04.020
Ss_25_30_20_70 | 25 | 30 | 20 | 70 | Revolving doorset systems | Construction Costs (CC) | Architectural works ¦ Non-structural works | External elevations |  | 2 | 04 | 020 | 000 | 2.04.020
Ss_25_30_20_70 | 25 | 30 | 20 | 70 | Revolving doorset systems | Renewal Costs (RC) | Architectural works ¦ Non-structural works | External elevations |  | 3 | 04 | 020 | 000 | 3.04.020
Ss_25_30_20_70 | 25 | 30 | 20 | 70 | Revolving doorset systems | Maintenance Costs (MC) | Architectural works ¦ Non-structural works | External elevations |  | 5 | 04 | 020 | 000 | 5.04.020
Ss_25_30_20_73 | 25 | 30 | 20 | 73 | Roller grille doorset systems | Construction Costs (CC) | Architectural works ¦ Non-structural works | External elevations |  | 2 | 04 | 020 | 000 | 2.04.020
Ss_25_30_20_73 | 25 | 30 | 20 | 73 | Roller grille doorset systems | Renewal Costs (RC) | Architectural works ¦ Non-structural works | External elevations |  | 3 | 04 | 020 | 000 | 3.04.020
Ss_25_30_20_73 | 25 | 30 | 20 | 73 | Roller grille doorset systems | Maintenance Costs (MC) | Architectural works ¦ Non-structural works | External elevations |  | 5 | 04 | 020 | 000 | 5.04.020
Ss_25_30_20_74 | 25 | 30 | 20 | 74 | Roller shutter doorset systems | Construction Costs (CC) | Architectural works ¦ Non-structural works | External elevations |  | 2 | 04 | 020 | 000 | 2.04.020
Ss_25_30_20_74 | 25 | 30 | 20 | 74 | Roller shutter doorset systems | Renewal Costs (RC) | Architectural works ¦ Non-structural works | External elevations |  | 3 | 04 | 020 | 000 | 3.04.020
Ss_25_30_20_74 | 25 | 30 | 20 | 74 | Roller shutter doorset systems | Maintenance Costs (MC) | Architectural works ¦ Non-structural works | External elevations |  | 5 | 04 | 020 | 000 | 5.04.020
Ss_25_30_20_76 | 25 | 30 | 20 | 76 | Sectional overhead doorset systems | Construction Costs (CC) | Architectural works ¦ Non-structural works | External elevations |  | 2 | 04 | 020 | 000 | 2.04.020
Ss_25_30_20_76 | 25 | 30 | 20 | 76 | Sectional overhead doorset systems | Renewal Costs (RC) | Architectural works ¦ Non-structural works | External elevations |  | 3 | 04 | 020 | 000 | 3.04.020
Ss_25_30_20_76 | 25 | 30 | 20 | 76 | Sectional overhead doorset systems | Maintenance Costs (MC) | Architectural works ¦ Non-structural works | External elevations |  | 5 | 04 | 020 | 000 | 5.04.020
Ss_25_30_20_77 | 25 | 30 | 20 | 77 | Sliding doorset systems | Construction Costs (CC) | Architectural works ¦ Non-structural works | External elevations |  | 2 | 04 | 020 | 000 | 2.04.020
Ss_25_30_20_77 | 25 | 30 | 20 | 77 | Sliding doorset systems | Renewal Costs (RC) | Architectural works ¦ Non-structural works | External elevations |  | 3 | 04 | 020 | 000 | 3.04.020
Ss_25_30_20_77 | 25 | 30 | 20 | 77 | Sliding doorset systems | Maintenance Costs (MC) | Architectural works ¦ Non-structural works | External elevations |  | 5 | 04 | 020 | 000 | 5.04.020
Ss_25_30_20_78 | 25 | 30 | 20 | 78 | Sliding folding doorset systems | Construction Costs (CC) | Architectural works ¦ Non-structural works | External elevations |  | 2 | 04 | 020 | 000 | 2.04.020
Ss_25_30_20_78 | 25 | 30 | 20 | 78 | Sliding folding doorset systems | Renewal Costs (RC) | Architectural works ¦ Non-structural works | External elevations |  | 3 | 04 | 020 | 000 | 3.04.020
Ss_25_30_20_78 | 25 | 30 | 20 | 78 | Sliding folding doorset systems | Maintenance Costs (MC) | Architectural works ¦ Non-structural works | External elevations |  | 5 | 04 | 020 | 000 | 5.04.020
Ss_25_30_20_80 | 25 | 30 | 20 | 80 | Sliding stacking panel partition systems | Construction Costs (CC) | Architectural works ¦ Non-structural works | External elevations |  | 2 | 04 | 020 | 000 | 2.04.020
Ss_25_30_20_80 | 25 | 30 | 20 | 80 | Sliding stacking panel partition systems | Renewal Costs (RC) | Architectural works ¦ Non-structural works | External elevations |  | 3 | 04 | 020 | 000 | 3.04.020
Ss_25_30_20_80 | 25 | 30 | 20 | 80 | Sliding stacking panel partition systems | Maintenance Costs (MC) | Architectural works ¦ Non-structural works | External elevations |  | 5 | 04 | 020 | 000 | 5.04.020
Ss_25_30_20_84 | 25 | 30 | 20 | 84 | Strip curtain doorset systems | Construction Costs (CC) | Architectural works ¦ Non-structural works | External elevations |  | 2 | 04 | 020 | 000 | 2.04.020
Ss_25_30_20_84 | 25 | 30 | 20 | 84 | Strip curtain doorset systems | Renewal Costs (RC) | Architectural works ¦ Non-structural works | External elevations |  | 3 | 04 | 020 | 000 | 3.04.020
Ss_25_30_20_84 | 25 | 30 | 20 | 84 | Strip curtain doorset systems | Maintenance Costs (MC) | Architectural works ¦ Non-structural works | External elevations |  | 5 | 04 | 020 | 000 | 5.04.020
Ss_25_30_20_93 | 25 | 30 | 20 | 93 | Up and over doorset systems | Construction Costs (CC) | Architectural works ¦ Non-structural works | External elevations |  | 2 | 04 | 020 | 000 | 2.04.020
Ss_25_30_20_93 | 25 | 30 | 20 | 93 | Up and over doorset systems | Renewal Costs (RC) | Architectural works ¦ Non-structural works | External elevations |  | 3 | 04 | 020 | 000 | 3.04.020
Ss_25_30_20_93 | 25 | 30 | 20 | 93 | Up and over doorset systems | Maintenance Costs (MC) | Architectural works ¦ Non-structural works | External elevations |  | 5 | 04 | 020 | 000 | 5.04.020
Ss_25_30_29 | 25 | 30 | 29 |  | Fire and smoke curtain systems | Construction Costs (CC) | Architectural works ¦ Non-structural works | External elevations |  | 2 | 04 | 020 | 000 | 2.04.020
Ss_25_30_29 | 25 | 30 | 29 |  | Fire and smoke curtain systems | Renewal Costs (RC) | Architectural works ¦ Non-structural works | External elevations |  | 3 | 04 | 020 | 000 | 3.04.020
Ss_25_30_29 | 25 | 30 | 29 |  | Fire and smoke curtain systems | Maintenance Costs (MC) | Architectural works ¦ Non-structural works | External elevations |  | 5 | 04 | 020 | 000 | 5.04.020
Ss_25_30_29_38 | 25 | 30 | 29 | 38 | Horizontal fire curtain systems | Construction Costs (CC) | Architectural works ¦ Non-structural works | External elevations |  | 2 | 04 | 020 | 000 | 2.04.020
Ss_25_30_29_38 | 25 | 30 | 29 | 38 | Horizontal fire curtain systems | Renewal Costs (RC) | Architectural works ¦ Non-structural works | External elevations |  | 3 | 04 | 020 | 000 | 3.04.020
Ss_25_30_29_38 | 25 | 30 | 29 | 38 | Horizontal fire curtain systems | Maintenance Costs (MC) | Architectural works ¦ Non-structural works | External elevations |  | 5 | 04 | 020 | 000 | 5.04.020
Ss_25_30_29_39 | 25 | 30 | 29 | 39 | Horizontal smoke curtain systems | Construction Costs (CC) | Architectural works ¦ Non-structural works | External elevations |  | 2 | 04 | 020 | 000 | 2.04.020
Ss_25_30_29_39 | 25 | 30 | 29 | 39 | Horizontal smoke curtain systems | Renewal Costs (RC) | Architectural works ¦ Non-structural works | External elevations |  | 3 | 04 | 020 | 000 | 3.04.020
Ss_25_30_29_39 | 25 | 30 | 29 | 39 | Horizontal smoke curtain systems | Maintenance Costs (MC) | Architectural works ¦ Non-structural works | External elevations |  | 5 | 04 | 020 | 000 | 5.04.020
Ss_25_30_29_94 | 25 | 30 | 29 | 94 | Vertical fire curtain systems | Construction Costs (CC) | Architectural works ¦ Non-structural works | External elevations |  | 2 | 04 | 020 | 000 | 2.04.020
Ss_25_30_29_94 | 25 | 30 | 29 | 94 | Vertical fire curtain systems | Renewal Costs (RC) | Architectural works ¦ Non-structural works | External elevations |  | 3 | 04 | 020 | 000 | 3.04.020
Ss_25_30_29_94 | 25 | 30 | 29 | 94 | Vertical fire curtain systems | Maintenance Costs (MC) | Architectural works ¦ Non-structural works | External elevations |  | 5 | 04 | 020 | 000 | 5.04.020
Ss_25_30_29_95 | 25 | 30 | 29 | 95 | Vertical smoke curtain systems | Construction Costs (CC) | Architectural works ¦ Non-structural works | External elevations |  | 2 | 04 | 020 | 000 | 2.04.020
Ss_25_30_29_95 | 25 | 30 | 29 | 95 | Vertical smoke curtain systems | Renewal Costs (RC) | Architectural works ¦ Non-structural works | External elevations |  | 3 | 04 | 020 | 000 | 3.04.020
Ss_25_30_29_95 | 25 | 30 | 29 | 95 | Vertical smoke curtain systems | Maintenance Costs (MC) | Architectural works ¦ Non-structural works | External elevations |  | 5 | 04 | 020 | 000 | 5.04.020
Ss_25_30_95 | 25 | 30 | 95 |  | Window systems | Construction Costs (CC) | Architectural works ¦ Non-structural works | External elevations |  | 2 | 04 | 020 | 000 | 2.04.020
Ss_25_30_95 | 25 | 30 | 95 |  | Window systems | Renewal Costs (RC) | Architectural works ¦ Non-structural works | External elevations |  | 3 | 04 | 020 | 000 | 3.04.020
Ss_25_30_95 | 25 | 30 | 95 |  | Window systems | Maintenance Costs (MC) | Architectural works ¦ Non-structural works | External elevations |  | 5 | 04 | 020 | 000 | 5.04.020
Ss_25_30_95_26 | 25 | 30 | 95 | 26 | External window systems | Construction Costs (CC) | Architectural works ¦ Non-structural works | External elevations |  | 2 | 04 | 020 | 000 | 2.04.020
Ss_25_30_95_26 | 25 | 30 | 95 | 26 | External window systems | Renewal Costs (RC) | Architectural works ¦ Non-structural works | External elevations |  | 3 | 04 | 020 | 000 | 3.04.020
Ss_25_30_95_26 | 25 | 30 | 95 | 26 | External window systems | Maintenance Costs (MC) | Architectural works ¦ Non-structural works | External elevations |  | 5 | 04 | 020 | 000 | 5.04.020
Ss_25_30_95_41 | 25 | 30 | 95 | 41 | Internal window systems | Construction Costs (CC) | Architectural works ¦ Non-structural works | External elevations |  | 2 | 04 | 020 | 000 | 2.04.020
Ss_25_30_95_41 | 25 | 30 | 95 | 41 | Internal window systems | Renewal Costs (RC) | Architectural works ¦ Non-structural works | External elevations |  | 3 | 04 | 020 | 000 | 3.04.020
Ss_25_30_95_41 | 25 | 30 | 95 | 41 | Internal window systems | Maintenance Costs (MC) | Architectural works ¦ Non-structural works | External elevations |  | 5 | 04 | 020 | 000 | 5.04.020
Ss_25_30_95_96 | 25 | 30 | 95 | 96 | Window walling systems | Construction Costs (CC) | Architectural works ¦ Non-structural works | External elevations |  | 2 | 04 | 020 | 000 | 2.04.020
Ss_25_30_95_96 | 25 | 30 | 95 | 96 | Window walling systems | Renewal Costs (RC) | Architectural works ¦ Non-structural works | External elevations |  | 3 | 04 | 020 | 000 | 3.04.020
Ss_25_30_95_96 | 25 | 30 | 95 | 96 | Window walling systems | Maintenance Costs (MC) | Architectural works ¦ Non-structural works | External elevations |  | 5 | 04 | 020 | 000 | 5.04.020
Ss_25_32 | 25 | 32 |  |  | Gate access systems | Construction Costs (CC) | Architectural works ¦ Non-structural works | Fittings and sundries |  | 2 | 04 | 050 | 000 | 2.04.050
Ss_25_32 | 25 | 32 |  |  | Gate access systems | Renewal Costs (RC) | Architectural works ¦ Non-structural works | Fittings and sundries |  | 3 | 04 | 050 | 000 | 3.04.050
Ss_25_32 | 25 | 32 |  |  | Gate access systems | Maintenance Costs (MC) | Architectural works ¦ Non-structural works | Fittings and sundries |  | 5 | 04 | 050 | 000 | 5.04.050
Ss_25_32_35 | 25 | 32 | 35 |  | Gate systems | Construction Costs (CC) | Architectural works ¦ Non-structural works | Fittings and sundries |  | 2 | 04 | 050 | 000 | 2.04.050
Ss_25_32_35 | 25 | 32 | 35 |  | Gate systems | Renewal Costs (RC) | Architectural works ¦ Non-structural works | Fittings and sundries |  | 3 | 04 | 050 | 000 | 3.04.050
Ss_25_32_35 | 25 | 32 | 35 |  | Gate systems | Maintenance Costs (MC) | Architectural works ¦ Non-structural works | Fittings and sundries |  | 5 | 04 | 050 | 000 | 5.04.050
Ss_25_32_35_05 | 25 | 32 | 35 | 05 | Animal gate systems | Construction Costs (CC) | Architectural works ¦ Non-structural works | Fittings and sundries |  | 2 | 04 | 050 | 000 | 2.04.050
Ss_25_32_35_05 | 25 | 32 | 35 | 05 | Animal gate systems | Renewal Costs (RC) | Architectural works ¦ Non-structural works | Fittings and sundries |  | 3 | 04 | 050 | 000 | 3.04.050
Ss_25_32_35_05 | 25 | 32 | 35 | 05 | Animal gate systems | Maintenance Costs (MC) | Architectural works ¦ Non-structural works | Fittings and sundries |  | 5 | 04 | 050 | 000 | 5.04.050
Ss_25_32_35_15 | 25 | 32 | 35 | 15 | Chicane systems | Construction Costs (CC) | Architectural works ¦ Non-structural works | Fittings and sundries |  | 2 | 04 | 050 | 000 | 2.04.050
Ss_25_32_35_15 | 25 | 32 | 35 | 15 | Chicane systems | Renewal Costs (RC) | Architectural works ¦ Non-structural works | Fittings and sundries |  | 3 | 04 | 050 | 000 | 3.04.050
Ss_25_32_35_15 | 25 | 32 | 35 | 15 | Chicane systems | Maintenance Costs (MC) | Architectural works ¦ Non-structural works | Fittings and sundries |  | 5 | 04 | 050 | 000 | 5.04.050
Ss_25_32_35_30 | 25 | 32 | 35 | 30 | Folding gate systems | Construction Costs (CC) | Architectural works ¦ Non-structural works | Fittings and sundries |  | 2 | 04 | 050 | 000 | 2.04.050
Ss_25_32_35_30 | 25 | 32 | 35 | 30 | Folding gate systems | Renewal Costs (RC) | Architectural works ¦ Non-structural works | Fittings and sundries |  | 3 | 04 | 050 | 000 | 3.04.050
Ss_25_32_35_30 | 25 | 32 | 35 | 30 | Folding gate systems | Maintenance Costs (MC) | Architectural works ¦ Non-structural works | Fittings and sundries |  | 5 | 04 | 050 | 000 | 5.04.050
Ss_25_32_35_37 | 25 | 32 | 35 | 37 | Hinged gate systems | Construction Costs (CC) | Architectural works ¦ Non-structural works | Fittings and sundries |  | 2 | 04 | 050 | 000 | 2.04.050
Ss_25_32_35_37 | 25 | 32 | 35 | 37 | Hinged gate systems | Renewal Costs (RC) | Architectural works ¦ Non-structural works | Fittings and sundries |  | 3 | 04 | 050 | 000 | 3.04.050
Ss_25_32_35_37 | 25 | 32 | 35 | 37 | Hinged gate systems | Maintenance Costs (MC) | Architectural works ¦ Non-structural works | Fittings and sundries |  | 5 | 04 | 050 | 000 | 5.04.050
Ss_25_32_35_41 | 25 | 32 | 35 | 41 | In-line inhibitor systems | Construction Costs (CC) | Architectural works ¦ Non-structural works | Fittings and sundries |  | 2 | 04 | 050 | 000 | 2.04.050
Ss_25_32_35_41 | 25 | 32 | 35 | 41 | In-line inhibitor systems | Renewal Costs (RC) | Architectural works ¦ Non-structural works | Fittings and sundries |  | 3 | 04 | 050 | 000 | 3.04.050
Ss_25_32_35_41 | 25 | 32 | 35 | 41 | In-line inhibitor systems | Maintenance Costs (MC) | Architectural works ¦ Non-structural works | Fittings and sundries |  | 5 | 04 | 050 | 000 | 5.04.050
Ss_25_32_35_45 | 25 | 32 | 35 | 45 | Kissing gate systems | Construction Costs (CC) | Architectural works ¦ Non-structural works | Fittings and sundries |  | 2 | 04 | 050 | 000 | 2.04.050
Ss_25_32_35_45 | 25 | 32 | 35 | 45 | Kissing gate systems | Renewal Costs (RC) | Architectural works ¦ Non-structural works | Fittings and sundries |  | 3 | 04 | 050 | 000 | 3.04.050
Ss_25_32_35_45 | 25 | 32 | 35 | 45 | Kissing gate systems | Maintenance Costs (MC) | Architectural works ¦ Non-structural works | Fittings and sundries |  | 5 | 04 | 050 | 000 | 5.04.050
Ss_25_32_35_80 | 25 | 32 | 35 | 80 | Sliding gate systems | Construction Costs (CC) | Architectural works ¦ Non-structural works | Fittings and sundries |  | 2 | 04 | 050 | 000 | 2.04.050
Ss_25_32_35_80 | 25 | 32 | 35 | 80 | Sliding gate systems | Renewal Costs (RC) | Architectural works ¦ Non-structural works | Fittings and sundries |  | 3 | 04 | 050 | 000 | 3.04.050
Ss_25_32_35_80 | 25 | 32 | 35 | 80 | Sliding gate systems | Maintenance Costs (MC) | Architectural works ¦ Non-structural works | Fittings and sundries |  | 5 | 04 | 050 | 000 | 5.04.050
Ss_25_32_35_85 | 25 | 32 | 35 | 85 | Stile systems | Construction Costs (CC) | Architectural works ¦ Non-structural works | Fittings and sundries |  | 2 | 04 | 050 | 000 | 2.04.050
Ss_25_32_35_85 | 25 | 32 | 35 | 85 | Stile systems | Renewal Costs (RC) | Architectural works ¦ Non-structural works | Fittings and sundries |  | 3 | 04 | 050 | 000 | 3.04.050
Ss_25_32_35_85 | 25 | 32 | 35 | 85 | Stile systems | Maintenance Costs (MC) | Architectural works ¦ Non-structural works | Fittings and sundries |  | 5 | 04 | 050 | 000 | 5.04.050
Ss_25_32_35_90 | 25 | 32 | 35 | 90 | Turnstile systems | Construction Costs (CC) | Services and equipment | Car park or entrances access control |  | 2 | 05 | 230 | 000 | 2.05.230
Ss_25_32_35_90 | 25 | 32 | 35 | 90 | Turnstile systems | Renewal Costs (RC) | Services and equipment | Car park or entrances access control |  | 3 | 05 | 230 | 000 | 3.05.230
Ss_25_32_35_90 | 25 | 32 | 35 | 90 | Turnstile systems | Maintenance Costs (MC) | Services and equipment | Car park or entrances access control |  | 5 | 05 | 230 | 000 | 5.05.230
Ss_25_32_60 | 25 | 32 | 60 |  | Pedestrian access point control barrier systems | Construction Costs (CC) | Services and equipment | Car park or entrances access control |  | 2 | 05 | 230 | 000 | 2.05.230
Ss_25_32_60 | 25 | 32 | 60 |  | Pedestrian access point control barrier systems | Renewal Costs (RC) | Services and equipment | Car park or entrances access control |  | 3 | 05 | 230 | 000 | 3.05.230
Ss_25_32_60 | 25 | 32 | 60 |  | Pedestrian access point control barrier systems | Maintenance Costs (MC) | Services and equipment | Car park or entrances access control |  | 5 | 05 | 230 | 000 | 5.05.230
Ss_25_34 | 25 | 34 |  |  | Operable pedestrian barrier systems | Construction Costs (CC) | Services and equipment | Car park or entrances access control |  | 2 | 05 | 230 | 000 | 2.05.230
Ss_25_34 | 25 | 34 |  |  | Operable pedestrian barrier systems | Renewal Costs (RC) | Services and equipment | Car park or entrances access control |  | 3 | 05 | 230 | 000 | 3.05.230
Ss_25_34 | 25 | 34 |  |  | Operable pedestrian barrier systems | Maintenance Costs (MC) | Services and equipment | Car park or entrances access control |  | 5 | 05 | 230 | 000 | 5.05.230
Ss_25_34_25 | 25 | 34 | 25 |  | External automated pedestrian barrier systems | Construction Costs (CC) | Services and equipment | Car park or entrances access control |  | 2 | 05 | 230 | 000 | 2.05.230
Ss_25_34_25 | 25 | 34 | 25 |  | External automated pedestrian barrier systems | Renewal Costs (RC) | Services and equipment | Car park or entrances access control |  | 3 | 05 | 230 | 000 | 3.05.230
Ss_25_34_25 | 25 | 34 | 25 |  | External automated pedestrian barrier systems | Maintenance Costs (MC) | Services and equipment | Car park or entrances access control |  | 5 | 05 | 230 | 000 | 5.05.230
Ss_25_34_30 | 25 | 34 | 30 |  | External manual pedestrian barrier systems | Construction Costs (CC) | Services and equipment | Car park or entrances access control |  | 2 | 05 | 230 | 000 | 2.05.230
Ss_25_34_30 | 25 | 34 | 30 |  | External manual pedestrian barrier systems | Renewal Costs (RC) | Services and equipment | Car park or entrances access control |  | 3 | 05 | 230 | 000 | 3.05.230
Ss_25_34_30 | 25 | 34 | 30 |  | External manual pedestrian barrier systems | Maintenance Costs (MC) | Services and equipment | Car park or entrances access control |  | 5 | 05 | 230 | 000 | 5.05.230
Ss_25_34_40 | 25 | 34 | 40 |  | Internal automated pedestrian barrier systems | Construction Costs (CC) | Services and equipment | Car park or entrances access control |  | 2 | 05 | 230 | 000 | 2.05.230
Ss_25_34_40 | 25 | 34 | 40 |  | Internal automated pedestrian barrier systems | Renewal Costs (RC) | Services and equipment | Car park or entrances access control |  | 3 | 05 | 230 | 000 | 3.05.230
Ss_25_34_40 | 25 | 34 | 40 |  | Internal automated pedestrian barrier systems | Maintenance Costs (MC) | Services and equipment | Car park or entrances access control |  | 5 | 05 | 230 | 000 | 5.05.230
Ss_25_34_43 | 25 | 34 | 43 |  | Internal manual pedestrian barrier systems | Construction Costs (CC) | Services and equipment | Car park or entrances access control |  | 2 | 05 | 230 | 000 | 2.05.230
Ss_25_34_43 | 25 | 34 | 43 |  | Internal manual pedestrian barrier systems | Renewal Costs (RC) | Services and equipment | Car park or entrances access control |  | 3 | 05 | 230 | 000 | 3.05.230
Ss_25_34_43 | 25 | 34 | 43 |  | Internal manual pedestrian barrier systems | Maintenance Costs (MC) | Services and equipment | Car park or entrances access control |  | 5 | 05 | 230 | 000 | 5.05.230
Ss_25_34_59 | 25 | 34 | 59 |  | Operable industrial safety barrier systems | Construction Costs (CC) | Services and equipment | Car park or entrances access control |  | 2 | 05 | 230 | 000 | 2.05.230
Ss_25_34_59 | 25 | 34 | 59 |  | Operable industrial safety barrier systems | Renewal Costs (RC) | Services and equipment | Car park or entrances access control |  | 3 | 05 | 230 | 000 | 3.05.230
Ss_25_34_59 | 25 | 34 | 59 |  | Operable industrial safety barrier systems | Maintenance Costs (MC) | Services and equipment | Car park or entrances access control |  | 5 | 05 | 230 | 000 | 5.05.230
Ss_25_34_60 | 25 | 34 | 60 |  | Passport control automated e-gate systems | Construction Costs (CC) | Services and equipment | Car park or entrances access control |  | 2 | 05 | 230 | 000 | 2.05.230
Ss_25_34_60 | 25 | 34 | 60 |  | Passport control automated e-gate systems | Renewal Costs (RC) | Services and equipment | Car park or entrances access control |  | 3 | 05 | 230 | 000 | 3.05.230
Ss_25_34_60 | 25 | 34 | 60 |  | Passport control automated e-gate systems | Maintenance Costs (MC) | Services and equipment | Car park or entrances access control |  | 5 | 05 | 230 | 000 | 5.05.230
Ss_25_34_60_26 | 25 | 34 | 60 | 26 | e-passport gate systems | Construction Costs (CC) | Services and equipment | Car park or entrances access control |  | 2 | 05 | 230 | 000 | 2.05.230
Ss_25_34_60_26 | 25 | 34 | 60 | 26 | e-passport gate systems | Renewal Costs (RC) | Services and equipment | Car park or entrances access control |  | 3 | 05 | 230 | 000 | 3.05.230
Ss_25_34_60_26 | 25 | 34 | 60 | 26 | e-passport gate systems | Maintenance Costs (MC) | Services and equipment | Car park or entrances access control |  | 5 | 05 | 230 | 000 | 5.05.230
Ss_25_34_60_60 | 25 | 34 | 60 | 60 | Passport gate systems | Construction Costs (CC) | Services and equipment | Car park or entrances access control |  | 2 | 05 | 230 | 000 | 2.05.230
Ss_25_34_60_60 | 25 | 34 | 60 | 60 | Passport gate systems | Renewal Costs (RC) | Services and equipment | Car park or entrances access control |  | 3 | 05 | 230 | 000 | 3.05.230
Ss_25_34_60_60 | 25 | 34 | 60 | 60 | Passport gate systems | Maintenance Costs (MC) | Services and equipment | Car park or entrances access control |  | 5 | 05 | 230 | 000 | 5.05.230
Ss_25_34_70 | 25 | 34 | 70 |  | Railway platform automated barrier systems | Construction Costs (CC) | Services and equipment | Car park or entrances access control |  | 2 | 05 | 230 | 000 | 2.05.230
Ss_25_34_70 | 25 | 34 | 70 |  | Railway platform automated barrier systems | Renewal Costs (RC) | Services and equipment | Car park or entrances access control |  | 3 | 05 | 230 | 000 | 3.05.230
Ss_25_34_70 | 25 | 34 | 70 |  | Railway platform automated barrier systems | Maintenance Costs (MC) | Services and equipment | Car park or entrances access control |  | 5 | 05 | 230 | 000 | 5.05.230
Ss_25_36 | 25 | 36 |  |  | Operable traffic barrier systems | Construction Costs (CC) | Services and equipment | Car park or entrances access control |  | 2 | 05 | 230 | 000 | 2.05.230
Ss_25_36 | 25 | 36 |  |  | Operable traffic barrier systems | Renewal Costs (RC) | Services and equipment | Car park or entrances access control |  | 3 | 05 | 230 | 000 | 3.05.230
Ss_25_36 | 25 | 36 |  |  | Operable traffic barrier systems | Maintenance Costs (MC) | Services and equipment | Car park or entrances access control |  | 5 | 05 | 230 | 000 | 5.05.230
Ss_25_36_24 | 25 | 36 | 24 |  | Dry dock automated gate systems | Construction Costs (CC) | Services and equipment | Car park or entrances access control |  | 2 | 05 | 230 | 000 | 2.05.230
Ss_25_36_24 | 25 | 36 | 24 |  | Dry dock automated gate systems | Renewal Costs (RC) | Services and equipment | Car park or entrances access control |  | 3 | 05 | 230 | 000 | 3.05.230
Ss_25_36_24 | 25 | 36 | 24 |  | Dry dock automated gate systems | Maintenance Costs (MC) | Services and equipment | Car park or entrances access control |  | 5 | 05 | 230 | 000 | 5.05.230
Ss_25_36_30 | 25 | 36 | 30 |  | Flood and storm surge barrier systems | Construction Costs (CC) | Services and equipment | Car park or entrances access control |  | 2 | 05 | 230 | 000 | 2.05.230
Ss_25_36_30 | 25 | 36 | 30 |  | Flood and storm surge barrier systems | Renewal Costs (RC) | Services and equipment | Car park or entrances access control |  | 3 | 05 | 230 | 000 | 3.05.230
Ss_25_36_30 | 25 | 36 | 30 |  | Flood and storm surge barrier systems | Maintenance Costs (MC) | Services and equipment | Car park or entrances access control |  | 5 | 05 | 230 | 000 | 5.05.230
Ss_25_36_30_30 | 25 | 36 | 30 | 30 | Flood gate systems | Construction Costs (CC) | Services and equipment | Car park or entrances access control |  | 2 | 05 | 230 | 000 | 2.05.230
Ss_25_36_30_30 | 25 | 36 | 30 | 30 | Flood gate systems | Renewal Costs (RC) | Services and equipment | Car park or entrances access control |  | 3 | 05 | 230 | 000 | 3.05.230
Ss_25_36_30_30 | 25 | 36 | 30 | 30 | Flood gate systems | Maintenance Costs (MC) | Services and equipment | Car park or entrances access control |  | 5 | 05 | 230 | 000 | 5.05.230
Ss_25_36_40 | 25 | 36 | 40 |  | Internal automated traffic barrier systems | Construction Costs (CC) | Services and equipment | Car park or entrances access control |  | 2 | 05 | 230 | 000 | 2.05.230
Ss_25_36_40 | 25 | 36 | 40 |  | Internal automated traffic barrier systems | Renewal Costs (RC) | Services and equipment | Car park or entrances access control |  | 3 | 05 | 230 | 000 | 3.05.230
Ss_25_36_40 | 25 | 36 | 40 |  | Internal automated traffic barrier systems | Maintenance Costs (MC) | Services and equipment | Car park or entrances access control |  | 5 | 05 | 230 | 000 | 5.05.230
Ss_25_36_42 | 25 | 36 | 42 |  | Internal manual traffic barrier systems | Construction Costs (CC) | Services and equipment | Car park or entrances access control |  | 2 | 05 | 230 | 000 | 2.05.230
Ss_25_36_42 | 25 | 36 | 42 |  | Internal manual traffic barrier systems | Renewal Costs (RC) | Services and equipment | Car park or entrances access control |  | 3 | 05 | 230 | 000 | 3.05.230
Ss_25_36_42 | 25 | 36 | 42 |  | Internal manual traffic barrier systems | Maintenance Costs (MC) | Services and equipment | Car park or entrances access control |  | 5 | 05 | 230 | 000 | 5.05.230
Ss_25_36_50 | 25 | 36 | 50 |  | Marina and sea gate automated systems | Construction Costs (CC) | Services and equipment | Car park or entrances access control |  | 2 | 05 | 230 | 000 | 2.05.230
Ss_25_36_50 | 25 | 36 | 50 |  | Marina and sea gate automated systems | Renewal Costs (RC) | Services and equipment | Car park or entrances access control |  | 3 | 05 | 230 | 000 | 3.05.230
Ss_25_36_50 | 25 | 36 | 50 |  | Marina and sea gate automated systems | Maintenance Costs (MC) | Services and equipment | Car park or entrances access control |  | 5 | 05 | 230 | 000 | 5.05.230
Ss_25_36_58 | 25 | 36 | 58 |  | Operable rail barrier systems | Construction Costs (CC) | Services and equipment | Car park or entrances access control |  | 2 | 05 | 230 | 000 | 2.05.230
Ss_25_36_58 | 25 | 36 | 58 |  | Operable rail barrier systems | Renewal Costs (RC) | Services and equipment | Car park or entrances access control |  | 3 | 05 | 230 | 000 | 3.05.230
Ss_25_36_58 | 25 | 36 | 58 |  | Operable rail barrier systems | Maintenance Costs (MC) | Services and equipment | Car park or entrances access control |  | 5 | 05 | 230 | 000 | 5.05.230
Ss_25_36_62 | 25 | 36 | 62 |  | Operable water barrier systems | Construction Costs (CC) | Services and equipment | Car park or entrances access control |  | 2 | 05 | 230 | 000 | 2.05.230
Ss_25_36_62 | 25 | 36 | 62 |  | Operable water barrier systems | Renewal Costs (RC) | Services and equipment | Car park or entrances access control |  | 3 | 05 | 230 | 000 | 3.05.230
Ss_25_36_62 | 25 | 36 | 62 |  | Operable water barrier systems | Maintenance Costs (MC) | Services and equipment | Car park or entrances access control |  | 5 | 05 | 230 | 000 | 5.05.230
Ss_25_36_64 | 25 | 36 | 64 |  | Operable bridge barrier systems | Construction Costs (CC) | Services and equipment | Car park or entrances access control |  | 2 | 05 | 230 | 000 | 2.05.230
Ss_25_36_64 | 25 | 36 | 64 |  | Operable bridge barrier systems | Renewal Costs (RC) | Services and equipment | Car park or entrances access control |  | 3 | 05 | 230 | 000 | 3.05.230
Ss_25_36_64 | 25 | 36 | 64 |  | Operable bridge barrier systems | Maintenance Costs (MC) | Services and equipment | Car park or entrances access control |  | 5 | 05 | 230 | 000 | 5.05.230
Ss_25_36_66 | 25 | 36 | 66 |  | Operable tunnel barrier systems | Construction Costs (CC) | Services and equipment | Car park or entrances access control |  | 2 | 05 | 230 | 000 | 2.05.230
Ss_25_36_66 | 25 | 36 | 66 |  | Operable tunnel barrier systems | Renewal Costs (RC) | Services and equipment | Car park or entrances access control |  | 3 | 05 | 230 | 000 | 3.05.230
Ss_25_36_66 | 25 | 36 | 66 |  | Operable tunnel barrier systems | Maintenance Costs (MC) | Services and equipment | Car park or entrances access control |  | 5 | 05 | 230 | 000 | 5.05.230
Ss_25_36_70 | 25 | 36 | 70 |  | Railway crossing systems | Construction Costs (CC) | Services and equipment | Car park or entrances access control |  | 2 | 05 | 230 | 000 | 2.05.230
Ss_25_36_70 | 25 | 36 | 70 |  | Railway crossing systems | Renewal Costs (RC) | Services and equipment | Car park or entrances access control |  | 3 | 05 | 230 | 000 | 3.05.230
Ss_25_36_70 | 25 | 36 | 70 |  | Railway crossing systems | Maintenance Costs (MC) | Services and equipment | Car park or entrances access control |  | 5 | 05 | 230 | 000 | 5.05.230
Ss_25_36_95 | 25 | 36 | 95 |  | Vehicle access point control systems | Construction Costs (CC) | Services and equipment | Car park or entrances access control |  | 2 | 05 | 230 | 000 | 2.05.230
Ss_25_36_95 | 25 | 36 | 95 |  | Vehicle access point control systems | Renewal Costs (RC) | Services and equipment | Car park or entrances access control |  | 3 | 05 | 230 | 000 | 3.05.230
Ss_25_36_95 | 25 | 36 | 95 |  | Vehicle access point control systems | Maintenance Costs (MC) | Services and equipment | Car park or entrances access control |  | 5 | 05 | 230 | 000 | 5.05.230
Ss_25_36_95_05 | 25 | 36 | 95 | 05 | Automated heavy-duty gate systems | Construction Costs (CC) | Services and equipment | Car park or entrances access control |  | 2 | 05 | 230 | 000 | 2.05.230
Ss_25_36_95_05 | 25 | 36 | 95 | 05 | Automated heavy-duty gate systems | Renewal Costs (RC) | Services and equipment | Car park or entrances access control |  | 3 | 05 | 230 | 000 | 3.05.230
Ss_25_36_95_05 | 25 | 36 | 95 | 05 | Automated heavy-duty gate systems | Maintenance Costs (MC) | Services and equipment | Car park or entrances access control |  | 5 | 05 | 230 | 000 | 5.05.230
Ss_25_36_95_35 | 25 | 36 | 95 | 35 | Heavy duty sliding beam barrier systems | Construction Costs (CC) | Services and equipment | Car park or entrances access control |  | 2 | 05 | 230 | 000 | 2.05.230
Ss_25_36_95_35 | 25 | 36 | 95 | 35 | Heavy duty sliding beam barrier systems | Renewal Costs (RC) | Services and equipment | Car park or entrances access control |  | 3 | 05 | 230 | 000 | 3.05.230
Ss_25_36_95_35 | 25 | 36 | 95 | 35 | Heavy duty sliding beam barrier systems | Maintenance Costs (MC) | Services and equipment | Car park or entrances access control |  | 5 | 05 | 230 | 000 | 5.05.230
Ss_25_36_95_36 | 25 | 36 | 95 | 36 | Height restrictor systems | Construction Costs (CC) | Services and equipment | Car park or entrances access control |  | 2 | 05 | 230 | 000 | 2.05.230
Ss_25_36_95_36 | 25 | 36 | 95 | 36 | Height restrictor systems | Renewal Costs (RC) | Services and equipment | Car park or entrances access control |  | 3 | 05 | 230 | 000 | 3.05.230
Ss_25_36_95_36 | 25 | 36 | 95 | 36 | Height restrictor systems | Maintenance Costs (MC) | Services and equipment | Car park or entrances access control |  | 5 | 05 | 230 | 000 | 5.05.230
Ss_25_36_95_38 | 25 | 36 | 95 | 38 | Horizontal swing gate systems | Construction Costs (CC) | Services and equipment | Car park or entrances access control |  | 2 | 05 | 230 | 000 | 2.05.230
Ss_25_36_95_38 | 25 | 36 | 95 | 38 | Horizontal swing gate systems | Renewal Costs (RC) | Services and equipment | Car park or entrances access control |  | 3 | 05 | 230 | 000 | 3.05.230
Ss_25_36_95_38 | 25 | 36 | 95 | 38 | Horizontal swing gate systems | Maintenance Costs (MC) | Services and equipment | Car park or entrances access control |  | 5 | 05 | 230 | 000 | 5.05.230
Ss_25_36_95_40 | 25 | 36 | 95 | 40 | Hydraulic ramp systems | Construction Costs (CC) | Services and equipment | Car park or entrances access control |  | 2 | 05 | 230 | 000 | 2.05.230
Ss_25_36_95_40 | 25 | 36 | 95 | 40 | Hydraulic ramp systems | Renewal Costs (RC) | Services and equipment | Car park or entrances access control |  | 3 | 05 | 230 | 000 | 3.05.230
Ss_25_36_95_40 | 25 | 36 | 95 | 40 | Hydraulic ramp systems | Maintenance Costs (MC) | Services and equipment | Car park or entrances access control |  | 5 | 05 | 230 | 000 | 5.05.230
Ss_25_36_95_50 | 25 | 36 | 95 | 50 | Movable bollard and car park post systems | Construction Costs (CC) | Services and equipment | Car park or entrances access control |  | 2 | 05 | 230 | 000 | 2.05.230
Ss_25_36_95_50 | 25 | 36 | 95 | 50 | Movable bollard and car park post systems | Renewal Costs (RC) | Services and equipment | Car park or entrances access control |  | 3 | 05 | 230 | 000 | 3.05.230
Ss_25_36_95_50 | 25 | 36 | 95 | 50 | Movable bollard and car park post systems | Maintenance Costs (MC) | Services and equipment | Car park or entrances access control |  | 5 | 05 | 230 | 000 | 5.05.230
Ss_25_36_95_70 | 25 | 36 | 95 | 70 | Rising arm barrier systems | Construction Costs (CC) | Services and equipment | Car park or entrances access control |  | 2 | 05 | 230 | 000 | 2.05.230
Ss_25_36_95_70 | 25 | 36 | 95 | 70 | Rising arm barrier systems | Renewal Costs (RC) | Services and equipment | Car park or entrances access control |  | 3 | 05 | 230 | 000 | 3.05.230
Ss_25_36_95_70 | 25 | 36 | 95 | 70 | Rising arm barrier systems | Maintenance Costs (MC) | Services and equipment | Car park or entrances access control |  | 5 | 05 | 230 | 000 | 5.05.230
Ss_25_36_95_72 | 25 | 36 | 95 | 72 | Rising bollard systems | Construction Costs (CC) | Services and equipment | Car park or entrances access control |  | 2 | 05 | 230 | 000 | 2.05.230
Ss_25_36_95_72 | 25 | 36 | 95 | 72 | Rising bollard systems | Renewal Costs (RC) | Services and equipment | Car park or entrances access control |  | 3 | 05 | 230 | 000 | 3.05.230
Ss_25_36_95_72 | 25 | 36 | 95 | 72 | Rising bollard systems | Maintenance Costs (MC) | Services and equipment | Car park or entrances access control |  | 5 | 05 | 230 | 000 | 5.05.230
Ss_25_36_95_85 | 25 | 36 | 95 | 85 | Static bollard systems | Construction Costs (CC) | Services and equipment | Car park or entrances access control |  | 2 | 05 | 230 | 000 | 2.05.230
Ss_25_36_95_85 | 25 | 36 | 95 | 85 | Static bollard systems | Renewal Costs (RC) | Services and equipment | Car park or entrances access control |  | 3 | 05 | 230 | 000 | 3.05.230
Ss_25_36_95_85 | 25 | 36 | 95 | 85 | Static bollard systems | Maintenance Costs (MC) | Services and equipment | Car park or entrances access control |  | 5 | 05 | 230 | 000 | 5.05.230
Ss_25_36_95_94 | 25 | 36 | 95 | 94 | Vehicle flow plate systems | Construction Costs (CC) | Services and equipment | Car park or entrances access control |  | 2 | 05 | 230 | 000 | 2.05.230
Ss_25_36_95_94 | 25 | 36 | 95 | 94 | Vehicle flow plate systems | Renewal Costs (RC) | Services and equipment | Car park or entrances access control |  | 3 | 05 | 230 | 000 | 3.05.230
Ss_25_36_95_94 | 25 | 36 | 95 | 94 | Vehicle flow plate systems | Maintenance Costs (MC) | Services and equipment | Car park or entrances access control |  | 5 | 05 | 230 | 000 | 5.05.230
Ss_25_36_95_96 | 25 | 36 | 95 | 96 | Vehicle stop systems | Construction Costs (CC) | Services and equipment | Car park or entrances access control |  | 2 | 05 | 230 | 000 | 2.05.230
Ss_25_36_95_96 | 25 | 36 | 95 | 96 | Vehicle stop systems | Renewal Costs (RC) | Services and equipment | Car park or entrances access control |  | 3 | 05 | 230 | 000 | 3.05.230
Ss_25_36_95_96 | 25 | 36 | 95 | 96 | Vehicle stop systems | Maintenance Costs (MC) | Services and equipment | Car park or entrances access control |  | 5 | 05 | 230 | 000 | 5.05.230
Ss_25_38 | 25 | 38 |  |  | Wall and barrier opening hardware systems | Construction Costs (CC) | Architectural works ¦ Non-structural works | Fittings and sundries |  | 2 | 04 | 050 | 000 | 2.04.050
Ss_25_38 | 25 | 38 |  |  | Wall and barrier opening hardware systems | Renewal Costs (RC) | Architectural works ¦ Non-structural works | Fittings and sundries |  | 3 | 04 | 050 | 000 | 3.04.050
Ss_25_38 | 25 | 38 |  |  | Wall and barrier opening hardware systems | Maintenance Costs (MC) | Architectural works ¦ Non-structural works | Fittings and sundries |  | 5 | 04 | 050 | 000 | 5.04.050
Ss_25_38_20 | 25 | 38 | 20 |  | Door, window and gate hardware systems | Construction Costs (CC) | Architectural works ¦ Non-structural works | Fittings and sundries |  | 2 | 04 | 050 | 000 | 2.04.050
Ss_25_38_20 | 25 | 38 | 20 |  | Door, window and gate hardware systems | Renewal Costs (RC) | Architectural works ¦ Non-structural works | Fittings and sundries |  | 3 | 04 | 050 | 000 | 3.04.050
Ss_25_38_20 | 25 | 38 | 20 |  | Door, window and gate hardware systems | Maintenance Costs (MC) | Architectural works ¦ Non-structural works | Fittings and sundries |  | 5 | 04 | 050 | 000 | 5.04.050
Ss_25_38_20_20 | 25 | 38 | 20 | 20 | Door hardware systems | Construction Costs (CC) | Architectural works ¦ Non-structural works | Fittings and sundries |  | 2 | 04 | 050 | 000 | 2.04.050
Ss_25_38_20_20 | 25 | 38 | 20 | 20 | Door hardware systems | Renewal Costs (RC) | Architectural works ¦ Non-structural works | Fittings and sundries |  | 3 | 04 | 050 | 000 | 3.04.050
Ss_25_38_20_20 | 25 | 38 | 20 | 20 | Door hardware systems | Maintenance Costs (MC) | Architectural works ¦ Non-structural works | Fittings and sundries |  | 5 | 04 | 050 | 000 | 5.04.050
Ss_25_38_20_30 | 25 | 38 | 20 | 30 | Garage door hardware systems | Construction Costs (CC) | Architectural works ¦ Non-structural works | Fittings and sundries |  | 2 | 04 | 050 | 000 | 2.04.050
Ss_25_38_20_30 | 25 | 38 | 20 | 30 | Garage door hardware systems | Renewal Costs (RC) | Architectural works ¦ Non-structural works | Fittings and sundries |  | 3 | 04 | 050 | 000 | 3.04.050
Ss_25_38_20_30 | 25 | 38 | 20 | 30 | Garage door hardware systems | Maintenance Costs (MC) | Architectural works ¦ Non-structural works | Fittings and sundries |  | 5 | 04 | 050 | 000 | 5.04.050
Ss_25_38_20_33 | 25 | 38 | 20 | 33 | Gate hardware systems | Construction Costs (CC) | Architectural works ¦ Non-structural works | Fittings and sundries |  | 2 | 04 | 050 | 000 | 2.04.050
Ss_25_38_20_33 | 25 | 38 | 20 | 33 | Gate hardware systems | Renewal Costs (RC) | Architectural works ¦ Non-structural works | Fittings and sundries |  | 3 | 04 | 050 | 000 | 3.04.050
Ss_25_38_20_33 | 25 | 38 | 20 | 33 | Gate hardware systems | Maintenance Costs (MC) | Architectural works ¦ Non-structural works | Fittings and sundries |  | 5 | 04 | 050 | 000 | 5.04.050
Ss_25_38_20_35 | 25 | 38 | 20 | 35 | Hatch hardware systems | Construction Costs (CC) | Architectural works ¦ Non-structural works | Fittings and sundries |  | 2 | 04 | 050 | 000 | 2.04.050
Ss_25_38_20_35 | 25 | 38 | 20 | 35 | Hatch hardware systems | Renewal Costs (RC) | Architectural works ¦ Non-structural works | Fittings and sundries |  | 3 | 04 | 050 | 000 | 3.04.050
Ss_25_38_20_35 | 25 | 38 | 20 | 35 | Hatch hardware systems | Maintenance Costs (MC) | Architectural works ¦ Non-structural works | Fittings and sundries |  | 5 | 04 | 050 | 000 | 5.04.050
Ss_25_38_20_70 | 25 | 38 | 20 | 70 | Relocatable partition hardware systems | Construction Costs (CC) | Architectural works ¦ Non-structural works | Fittings and sundries |  | 2 | 04 | 050 | 000 | 2.04.050
Ss_25_38_20_70 | 25 | 38 | 20 | 70 | Relocatable partition hardware systems | Renewal Costs (RC) | Architectural works ¦ Non-structural works | Fittings and sundries |  | 3 | 04 | 050 | 000 | 3.04.050
Ss_25_38_20_70 | 25 | 38 | 20 | 70 | Relocatable partition hardware systems | Maintenance Costs (MC) | Architectural works ¦ Non-structural works | Fittings and sundries |  | 5 | 04 | 050 | 000 | 5.04.050
Ss_25_38_20_80 | 25 | 38 | 20 | 80 | Shutter hardware systems | Construction Costs (CC) | Architectural works ¦ Non-structural works | Fittings and sundries |  | 2 | 04 | 050 | 000 | 2.04.050
Ss_25_38_20_80 | 25 | 38 | 20 | 80 | Shutter hardware systems | Renewal Costs (RC) | Architectural works ¦ Non-structural works | Fittings and sundries |  | 3 | 04 | 050 | 000 | 3.04.050
Ss_25_38_20_80 | 25 | 38 | 20 | 80 | Shutter hardware systems | Maintenance Costs (MC) | Architectural works ¦ Non-structural works | Fittings and sundries |  | 5 | 04 | 050 | 000 | 5.04.050
Ss_25_38_20_95 | 25 | 38 | 20 | 95 | Window hardware systems | Construction Costs (CC) | Architectural works ¦ Non-structural works | Fittings and sundries |  | 2 | 04 | 050 | 000 | 2.04.050
Ss_25_38_20_95 | 25 | 38 | 20 | 95 | Window hardware systems | Renewal Costs (RC) | Architectural works ¦ Non-structural works | Fittings and sundries |  | 3 | 04 | 050 | 000 | 3.04.050
Ss_25_38_20_95 | 25 | 38 | 20 | 95 | Window hardware systems | Maintenance Costs (MC) | Architectural works ¦ Non-structural works | Fittings and sundries |  | 5 | 04 | 050 | 000 | 5.04.050
Ss_25_45 | 25 | 45 |  |  | Wall covering and finish systems | Construction Costs (CC) | Architectural works ¦ Non-structural works | Internal divisions |  | 2 | 04 | 040 | 000 | 2.04.040
Ss_25_45 | 25 | 45 |  |  | Wall covering and finish systems | Renewal Costs (RC) | Architectural works ¦ Non-structural works | Internal divisions |  | 3 | 04 | 040 | 000 | 3.04.040
Ss_25_45 | 25 | 45 |  |  | Wall covering and finish systems | Maintenance Costs (MC) | Architectural works ¦ Non-structural works | Internal divisions |  | 5 | 04 | 040 | 000 | 5.04.040
Ss_25_45_02 | 25 | 45 | 02 |  | Acoustic covering systems | Construction Costs (CC) | Architectural works ¦ Non-structural works | Internal divisions |  | 2 | 04 | 040 | 000 | 2.04.040
Ss_25_45_02 | 25 | 45 | 02 |  | Acoustic covering systems | Renewal Costs (RC) | Architectural works ¦ Non-structural works | Internal divisions |  | 3 | 04 | 040 | 000 | 3.04.040
Ss_25_45_02 | 25 | 45 | 02 |  | Acoustic covering systems | Maintenance Costs (MC) | Architectural works ¦ Non-structural works | Internal divisions |  | 5 | 04 | 040 | 000 | 5.04.040
Ss_25_45_02_60 | 25 | 45 | 02 | 60 | Parge coat systems | Construction Costs (CC) | Architectural works ¦ Non-structural works | Internal divisions |  | 2 | 04 | 040 | 000 | 2.04.040
Ss_25_45_02_60 | 25 | 45 | 02 | 60 | Parge coat systems | Renewal Costs (RC) | Architectural works ¦ Non-structural works | Internal divisions |  | 3 | 04 | 040 | 000 | 3.04.040
Ss_25_45_02_60 | 25 | 45 | 02 | 60 | Parge coat systems | Maintenance Costs (MC) | Architectural works ¦ Non-structural works | Internal divisions |  | 5 | 04 | 040 | 000 | 5.04.040
Ss_25_45_25 | 25 | 45 | 25 |  | Drapery systems | Construction Costs (CC) | Architectural works ¦ Non-structural works | Internal divisions |  | 2 | 04 | 040 | 000 | 2.04.040
Ss_25_45_25 | 25 | 45 | 25 |  | Drapery systems | Renewal Costs (RC) | Architectural works ¦ Non-structural works | Internal divisions |  | 3 | 04 | 040 | 000 | 3.04.040
Ss_25_45_25 | 25 | 45 | 25 |  | Drapery systems | Maintenance Costs (MC) | Architectural works ¦ Non-structural works | Internal divisions |  | 5 | 04 | 040 | 000 | 5.04.040
Ss_25_45_70 | 25 | 45 | 70 |  | Render and roughcast coating systems | Construction Costs (CC) | Architectural works ¦ Non-structural works | Internal divisions |  | 2 | 04 | 040 | 000 | 2.04.040
Ss_25_45_70 | 25 | 45 | 70 |  | Render and roughcast coating systems | Renewal Costs (RC) | Architectural works ¦ Non-structural works | Internal divisions |  | 3 | 04 | 040 | 000 | 3.04.040
Ss_25_45_70 | 25 | 45 | 70 |  | Render and roughcast coating systems | Maintenance Costs (MC) | Architectural works ¦ Non-structural works | Internal divisions |  | 5 | 04 | 040 | 000 | 5.04.040
Ss_25_45_70_55 | 25 | 45 | 70 | 55 | Multicoat render systems | Construction Costs (CC) | Architectural works ¦ Non-structural works | Internal divisions |  | 2 | 04 | 040 | 000 | 2.04.040
Ss_25_45_70_55 | 25 | 45 | 70 | 55 | Multicoat render systems | Renewal Costs (RC) | Architectural works ¦ Non-structural works | Internal divisions |  | 3 | 04 | 040 | 000 | 3.04.040
Ss_25_45_70_55 | 25 | 45 | 70 | 55 | Multicoat render systems | Maintenance Costs (MC) | Architectural works ¦ Non-structural works | Internal divisions |  | 5 | 04 | 040 | 000 | 5.04.040
Ss_25_45_70_60 | 25 | 45 | 70 | 60 | One coat render systems | Construction Costs (CC) | Architectural works ¦ Non-structural works | Internal divisions |  | 2 | 04 | 040 | 000 | 2.04.040
Ss_25_45_70_60 | 25 | 45 | 70 | 60 | One coat render systems | Renewal Costs (RC) | Architectural works ¦ Non-structural works | Internal divisions |  | 3 | 04 | 040 | 000 | 3.04.040
Ss_25_45_70_60 | 25 | 45 | 70 | 60 | One coat render systems | Maintenance Costs (MC) | Architectural works ¦ Non-structural works | Internal divisions |  | 5 | 04 | 040 | 000 | 5.04.040
Ss_25_45_70_90 | 25 | 45 | 70 | 90 | Tiling and mosaic render substrate systems | Construction Costs (CC) | Architectural works ¦ Non-structural works | Internal divisions |  | 2 | 04 | 040 | 000 | 2.04.040
Ss_25_45_70_90 | 25 | 45 | 70 | 90 | Tiling and mosaic render substrate systems | Renewal Costs (RC) | Architectural works ¦ Non-structural works | Internal divisions |  | 3 | 04 | 040 | 000 | 3.04.040
Ss_25_45_70_90 | 25 | 45 | 70 | 90 | Tiling and mosaic render substrate systems | Maintenance Costs (MC) | Architectural works ¦ Non-structural works | Internal divisions |  | 5 | 04 | 040 | 000 | 5.04.040
Ss_25_45_72 | 25 | 45 | 72 |  | Rendered insulation systems | Construction Costs (CC) | Architectural works ¦ Non-structural works | Internal divisions |  | 2 | 04 | 040 | 000 | 2.04.040
Ss_25_45_72 | 25 | 45 | 72 |  | Rendered insulation systems | Renewal Costs (RC) | Architectural works ¦ Non-structural works | Internal divisions |  | 3 | 04 | 040 | 000 | 3.04.040
Ss_25_45_72 | 25 | 45 | 72 |  | Rendered insulation systems | Maintenance Costs (MC) | Architectural works ¦ Non-structural works | Internal divisions |  | 5 | 04 | 040 | 000 | 5.04.040
Ss_25_45_72_02 | 25 | 45 | 72 | 02 | Adhesive fixed external wall insulation systems | Construction Costs (CC) | Architectural works ¦ Non-structural works | Internal divisions |  | 2 | 04 | 040 | 000 | 2.04.040
Ss_25_45_72_02 | 25 | 45 | 72 | 02 | Adhesive fixed external wall insulation systems | Renewal Costs (RC) | Architectural works ¦ Non-structural works | Internal divisions |  | 3 | 04 | 040 | 000 | 3.04.040
Ss_25_45_72_02 | 25 | 45 | 72 | 02 | Adhesive fixed external wall insulation systems | Maintenance Costs (MC) | Architectural works ¦ Non-structural works | Internal divisions |  | 5 | 04 | 040 | 000 | 5.04.040
Ss_25_45_72_42 | 25 | 45 | 72 | 42 | Insulated plinth systems | Construction Costs (CC) | Architectural works ¦ Non-structural works | Internal divisions |  | 2 | 04 | 040 | 000 | 2.04.040
Ss_25_45_72_42 | 25 | 45 | 72 | 42 | Insulated plinth systems | Renewal Costs (RC) | Architectural works ¦ Non-structural works | Internal divisions |  | 3 | 04 | 040 | 000 | 3.04.040
Ss_25_45_72_42 | 25 | 45 | 72 | 42 | Insulated plinth systems | Maintenance Costs (MC) | Architectural works ¦ Non-structural works | Internal divisions |  | 5 | 04 | 040 | 000 | 5.04.040
Ss_25_45_72_70 | 25 | 45 | 72 | 70 | Rail fixed external wall insulation systems | Construction Costs (CC) | Architectural works ¦ Non-structural works | Internal divisions |  | 2 | 04 | 040 | 000 | 2.04.040
Ss_25_45_72_70 | 25 | 45 | 72 | 70 | Rail fixed external wall insulation systems | Renewal Costs (RC) | Architectural works ¦ Non-structural works | Internal divisions |  | 3 | 04 | 040 | 000 | 3.04.040
Ss_25_45_72_70 | 25 | 45 | 72 | 70 | Rail fixed external wall insulation systems | Maintenance Costs (MC) | Architectural works ¦ Non-structural works | Internal divisions |  | 5 | 04 | 040 | 000 | 5.04.040
Ss_25_45_74 | 25 | 45 | 74 |  | Rolled paper and fabric covering systems | Construction Costs (CC) | Architectural works ¦ Non-structural works | Internal divisions |  | 2 | 04 | 040 | 000 | 2.04.040
Ss_25_45_74 | 25 | 45 | 74 |  | Rolled paper and fabric covering systems | Renewal Costs (RC) | Architectural works ¦ Non-structural works | Internal divisions |  | 3 | 04 | 040 | 000 | 3.04.040
Ss_25_45_74 | 25 | 45 | 74 |  | Rolled paper and fabric covering systems | Maintenance Costs (MC) | Architectural works ¦ Non-structural works | Internal divisions |  | 5 | 04 | 040 | 000 | 5.04.040
Ss_25_45_74_70 | 25 | 45 | 74 | 70 | Rolled covering systems | Construction Costs (CC) | Architectural works ¦ Non-structural works | Internal divisions |  | 2 | 04 | 040 | 000 | 2.04.040
Ss_25_45_74_70 | 25 | 45 | 74 | 70 | Rolled covering systems | Renewal Costs (RC) | Architectural works ¦ Non-structural works | Internal divisions |  | 3 | 04 | 040 | 000 | 3.04.040
Ss_25_45_74_70 | 25 | 45 | 74 | 70 | Rolled covering systems | Maintenance Costs (MC) | Architectural works ¦ Non-structural works | Internal divisions |  | 5 | 04 | 040 | 000 | 5.04.040
Ss_25_45_85 | 25 | 45 | 85 |  | Sprayed coating systems | Construction Costs (CC) | Architectural works ¦ Non-structural works | Internal divisions |  | 2 | 04 | 040 | 000 | 2.04.040
Ss_25_45_85 | 25 | 45 | 85 |  | Sprayed coating systems | Renewal Costs (RC) | Architectural works ¦ Non-structural works | Internal divisions |  | 3 | 04 | 040 | 000 | 3.04.040
Ss_25_45_85 | 25 | 45 | 85 |  | Sprayed coating systems | Maintenance Costs (MC) | Architectural works ¦ Non-structural works | Internal divisions |  | 5 | 04 | 040 | 000 | 5.04.040
Ss_25_45_85_82 | 25 | 45 | 85 | 82 | Sprayed external monolithic coating systems | Construction Costs (CC) | Architectural works ¦ Non-structural works | Internal divisions |  | 2 | 04 | 040 | 000 | 2.04.040
Ss_25_45_85_82 | 25 | 45 | 85 | 82 | Sprayed external monolithic coating systems | Renewal Costs (RC) | Architectural works ¦ Non-structural works | Internal divisions |  | 3 | 04 | 040 | 000 | 3.04.040
Ss_25_45_85_82 | 25 | 45 | 85 | 82 | Sprayed external monolithic coating systems | Maintenance Costs (MC) | Architectural works ¦ Non-structural works | Internal divisions |  | 5 | 04 | 040 | 000 | 5.04.040
Ss_25_45_85_85 | 25 | 45 | 85 | 85 | Sprayed internal monolithic coating systems | Construction Costs (CC) | Architectural works ¦ Non-structural works | Internal divisions |  | 2 | 04 | 040 | 000 | 2.04.040
Ss_25_45_85_85 | 25 | 45 | 85 | 85 | Sprayed internal monolithic coating systems | Renewal Costs (RC) | Architectural works ¦ Non-structural works | Internal divisions |  | 3 | 04 | 040 | 000 | 3.04.040
Ss_25_45_85_85 | 25 | 45 | 85 | 85 | Sprayed internal monolithic coating systems | Maintenance Costs (MC) | Architectural works ¦ Non-structural works | Internal divisions |  | 5 | 04 | 040 | 000 | 5.04.040
Ss_25_45_86 | 25 | 45 | 86 |  | Suspended render systems | Construction Costs (CC) | Architectural works ¦ Non-structural works | Internal divisions |  | 2 | 04 | 040 | 000 | 2.04.040
Ss_25_45_86 | 25 | 45 | 86 |  | Suspended render systems | Renewal Costs (RC) | Architectural works ¦ Non-structural works | Internal divisions |  | 3 | 04 | 040 | 000 | 3.04.040
Ss_25_45_86 | 25 | 45 | 86 |  | Suspended render systems | Maintenance Costs (MC) | Architectural works ¦ Non-structural works | Internal divisions |  | 5 | 04 | 040 | 000 | 5.04.040
Ss_25_45_88 | 25 | 45 | 88 |  | Tiling systems | Construction Costs (CC) | Architectural works ¦ Non-structural works | Internal divisions |  | 2 | 04 | 040 | 000 | 2.04.040
Ss_25_45_88 | 25 | 45 | 88 |  | Tiling systems | Renewal Costs (RC) | Architectural works ¦ Non-structural works | Internal divisions |  | 3 | 04 | 040 | 000 | 3.04.040
Ss_25_45_88 | 25 | 45 | 88 |  | Tiling systems | Maintenance Costs (MC) | Architectural works ¦ Non-structural works | Internal divisions |  | 5 | 04 | 040 | 000 | 5.04.040
Ss_25_45_88_25 | 25 | 45 | 88 | 25 | External wall tiling systems | Construction Costs (CC) | Architectural works ¦ Non-structural works | Internal divisions |  | 2 | 04 | 040 | 000 | 2.04.040
Ss_25_45_88_25 | 25 | 45 | 88 | 25 | External wall tiling systems | Renewal Costs (RC) | Architectural works ¦ Non-structural works | Internal divisions |  | 3 | 04 | 040 | 000 | 3.04.040
Ss_25_45_88_25 | 25 | 45 | 88 | 25 | External wall tiling systems | Maintenance Costs (MC) | Architectural works ¦ Non-structural works | Internal divisions |  | 5 | 04 | 040 | 000 | 5.04.040
Ss_25_45_88_40 | 25 | 45 | 88 | 40 | Internal wall tiling systems | Construction Costs (CC) | Architectural works ¦ Non-structural works | Internal divisions |  | 2 | 04 | 040 | 000 | 2.04.040
Ss_25_45_88_40 | 25 | 45 | 88 | 40 | Internal wall tiling systems | Renewal Costs (RC) | Architectural works ¦ Non-structural works | Internal divisions |  | 3 | 04 | 040 | 000 | 3.04.040
Ss_25_45_88_40 | 25 | 45 | 88 | 40 | Internal wall tiling systems | Maintenance Costs (MC) | Architectural works ¦ Non-structural works | Internal divisions |  | 5 | 04 | 040 | 000 | 5.04.040
Ss_25_45_88_88 | 25 | 45 | 88 | 88 | Terrazzo wall tiling systems | Construction Costs (CC) | Architectural works ¦ Non-structural works | Internal divisions |  | 2 | 04 | 040 | 000 | 2.04.040
Ss_25_45_88_88 | 25 | 45 | 88 | 88 | Terrazzo wall tiling systems | Renewal Costs (RC) | Architectural works ¦ Non-structural works | Internal divisions |  | 3 | 04 | 040 | 000 | 3.04.040
Ss_25_45_88_88 | 25 | 45 | 88 | 88 | Terrazzo wall tiling systems | Maintenance Costs (MC) | Architectural works ¦ Non-structural works | Internal divisions |  | 5 | 04 | 040 | 000 | 5.04.040
Ss_25_45_88_90 | 25 | 45 | 88 | 90 | Tiling and mosaic mortar substrate systems | Construction Costs (CC) | Architectural works ¦ Non-structural works | Internal divisions |  | 2 | 04 | 040 | 000 | 2.04.040
Ss_25_45_88_90 | 25 | 45 | 88 | 90 | Tiling and mosaic mortar substrate systems | Renewal Costs (RC) | Architectural works ¦ Non-structural works | Internal divisions |  | 3 | 04 | 040 | 000 | 3.04.040
Ss_25_45_88_90 | 25 | 45 | 88 | 90 | Tiling and mosaic mortar substrate systems | Maintenance Costs (MC) | Architectural works ¦ Non-structural works | Internal divisions |  | 5 | 04 | 040 | 000 | 5.04.040
Ss_25_45_90 | 25 | 45 | 90 |  | Unit facing systems | Construction Costs (CC) | Architectural works ¦ Non-structural works | Internal divisions |  | 2 | 04 | 040 | 000 | 2.04.040
Ss_25_45_90 | 25 | 45 | 90 |  | Unit facing systems | Renewal Costs (RC) | Architectural works ¦ Non-structural works | Internal divisions |  | 3 | 04 | 040 | 000 | 3.04.040
Ss_25_45_90 | 25 | 45 | 90 |  | Unit facing systems | Maintenance Costs (MC) | Architectural works ¦ Non-structural works | Internal divisions |  | 5 | 04 | 040 | 000 | 5.04.040
Ss_25_50 | 25 | 50 |  |  | Wall mounted canopy and screen systems | Construction Costs (CC) | Architectural works ¦ Non-structural works | External elevations |  | 2 | 04 | 020 | 000 | 2.04.020
Ss_25_50 | 25 | 50 |  |  | Wall mounted canopy and screen systems | Renewal Costs (RC) | Architectural works ¦ Non-structural works | External elevations |  | 3 | 04 | 020 | 000 | 3.04.020
Ss_25_50 | 25 | 50 |  |  | Wall mounted canopy and screen systems | Maintenance Costs (MC) | Architectural works ¦ Non-structural works | External elevations |  | 5 | 04 | 020 | 000 | 5.04.020
Ss_25_50_05 | 25 | 50 | 05 |  | Awning systems | Construction Costs (CC) | Architectural works ¦ Non-structural works | External elevations |  | 2 | 04 | 020 | 000 | 2.04.020
Ss_25_50_05 | 25 | 50 | 05 |  | Awning systems | Renewal Costs (RC) | Architectural works ¦ Non-structural works | External elevations |  | 3 | 04 | 020 | 000 | 3.04.020
Ss_25_50_05 | 25 | 50 | 05 |  | Awning systems | Maintenance Costs (MC) | Architectural works ¦ Non-structural works | External elevations |  | 5 | 04 | 020 | 000 | 5.04.020
Ss_25_50_35 | 25 | 50 | 35 |  | Grille systems | Construction Costs (CC) | Architectural works ¦ Non-structural works | External elevations |  | 2 | 04 | 020 | 000 | 2.04.020
Ss_25_50_35 | 25 | 50 | 35 |  | Grille systems | Renewal Costs (RC) | Architectural works ¦ Non-structural works | External elevations |  | 3 | 04 | 020 | 000 | 3.04.020
Ss_25_50_35 | 25 | 50 | 35 |  | Grille systems | Maintenance Costs (MC) | Architectural works ¦ Non-structural works | External elevations |  | 5 | 04 | 020 | 000 | 5.04.020
Ss_25_50_45 | 25 | 50 | 45 |  | Louvre and shading systems | Construction Costs (CC) | Architectural works ¦ Non-structural works | External elevations |  | 2 | 04 | 020 | 000 | 2.04.020
Ss_25_50_45 | 25 | 50 | 45 |  | Louvre and shading systems | Renewal Costs (RC) | Architectural works ¦ Non-structural works | External elevations |  | 3 | 04 | 020 | 000 | 3.04.020
Ss_25_50_45 | 25 | 50 | 45 |  | Louvre and shading systems | Maintenance Costs (MC) | Architectural works ¦ Non-structural works | External elevations |  | 5 | 04 | 020 | 000 | 5.04.020
Ss_25_50_45_10 | 25 | 50 | 45 | 10 | Canopy systems | Construction Costs (CC) | Architectural works ¦ Non-structural works | External elevations |  | 2 | 04 | 020 | 000 | 2.04.020
Ss_25_50_45_10 | 25 | 50 | 45 | 10 | Canopy systems | Renewal Costs (RC) | Architectural works ¦ Non-structural works | External elevations |  | 3 | 04 | 020 | 000 | 3.04.020
Ss_25_50_45_10 | 25 | 50 | 45 | 10 | Canopy systems | Maintenance Costs (MC) | Architectural works ¦ Non-structural works | External elevations |  | 5 | 04 | 020 | 000 | 5.04.020
Ss_25_50_45_30 | 25 | 50 | 45 | 30 | Facade-aligned brise soleil systems | Construction Costs (CC) | Architectural works ¦ Non-structural works | External elevations |  | 2 | 04 | 020 | 000 | 2.04.020
Ss_25_50_45_30 | 25 | 50 | 45 | 30 | Facade-aligned brise soleil systems | Renewal Costs (RC) | Architectural works ¦ Non-structural works | External elevations |  | 3 | 04 | 020 | 000 | 3.04.020
Ss_25_50_45_30 | 25 | 50 | 45 | 30 | Facade-aligned brise soleil systems | Maintenance Costs (MC) | Architectural works ¦ Non-structural works | External elevations |  | 5 | 04 | 020 | 000 | 5.04.020
Ss_25_50_45_45 | 25 | 50 | 45 | 45 | Louvre screen systems | Construction Costs (CC) | Architectural works ¦ Non-structural works | External elevations |  | 2 | 04 | 020 | 000 | 2.04.020
Ss_25_50_45_45 | 25 | 50 | 45 | 45 | Louvre screen systems | Renewal Costs (RC) | Architectural works ¦ Non-structural works | External elevations |  | 3 | 04 | 020 | 000 | 3.04.020
Ss_25_50_45_45 | 25 | 50 | 45 | 45 | Louvre screen systems | Maintenance Costs (MC) | Architectural works ¦ Non-structural works | External elevations |  | 5 | 04 | 020 | 000 | 5.04.020
Ss_25_50_45_60 | 25 | 50 | 45 | 60 | Panellized louvre screen systems | Construction Costs (CC) | Architectural works ¦ Non-structural works | External elevations |  | 2 | 04 | 020 | 000 | 2.04.020
Ss_25_50_45_60 | 25 | 50 | 45 | 60 | Panellized louvre screen systems | Renewal Costs (RC) | Architectural works ¦ Non-structural works | External elevations |  | 3 | 04 | 020 | 000 | 3.04.020
Ss_25_50_45_60 | 25 | 50 | 45 | 60 | Panellized louvre screen systems | Maintenance Costs (MC) | Architectural works ¦ Non-structural works | External elevations |  | 5 | 04 | 020 | 000 | 5.04.020
Ss_25_50_45_65 | 25 | 50 | 45 | 65 | Projecting brise soleil systems | Construction Costs (CC) | Architectural works ¦ Non-structural works | External elevations |  | 2 | 04 | 020 | 000 | 2.04.020
Ss_25_50_45_65 | 25 | 50 | 45 | 65 | Projecting brise soleil systems | Renewal Costs (RC) | Architectural works ¦ Non-structural works | External elevations |  | 3 | 04 | 020 | 000 | 3.04.020
Ss_25_50_45_65 | 25 | 50 | 45 | 65 | Projecting brise soleil systems | Maintenance Costs (MC) | Architectural works ¦ Non-structural works | External elevations |  | 5 | 04 | 020 | 000 | 5.04.020
Ss_25_50_75 | 25 | 50 | 75 |  | Screen systems | Construction Costs (CC) | Architectural works ¦ Non-structural works | External elevations |  | 2 | 04 | 020 | 000 | 2.04.020
Ss_25_50_75 | 25 | 50 | 75 |  | Screen systems | Renewal Costs (RC) | Architectural works ¦ Non-structural works | External elevations |  | 3 | 04 | 020 | 000 | 3.04.020
Ss_25_50_75 | 25 | 50 | 75 |  | Screen systems | Maintenance Costs (MC) | Architectural works ¦ Non-structural works | External elevations |  | 5 | 04 | 020 | 000 | 5.04.020
Ss_25_50_80 | 25 | 50 | 80 |  | Shutter systems | Construction Costs (CC) | Architectural works ¦ Non-structural works | External elevations |  | 2 | 04 | 020 | 000 | 2.04.020
Ss_25_50_80 | 25 | 50 | 80 |  | Shutter systems | Renewal Costs (RC) | Architectural works ¦ Non-structural works | External elevations |  | 3 | 04 | 020 | 000 | 3.04.020
Ss_25_50_80 | 25 | 50 | 80 |  | Shutter systems | Maintenance Costs (MC) | Architectural works ¦ Non-structural works | External elevations |  | 5 | 04 | 020 | 000 | 5.04.020
Ss_25_60 | 25 | 60 |  |  | Wall and barrier accessory systems | Construction Costs (CC) | Architectural works ¦ Non-structural works | External elevations |  | 2 | 04 | 020 | 000 | 2.04.020
Ss_25_60 | 25 | 60 |  |  | Wall and barrier accessory systems | Renewal Costs (RC) | Architectural works ¦ Non-structural works | External elevations |  | 3 | 04 | 020 | 000 | 3.04.020
Ss_25_60 | 25 | 60 |  |  | Wall and barrier accessory systems | Maintenance Costs (MC) | Architectural works ¦ Non-structural works | External elevations |  | 5 | 04 | 020 | 000 | 5.04.020
Ss_25_60_10 | 25 | 60 | 10 |  | Cavity wall tie renewal and insertion systems | Construction Costs (CC) | Architectural works ¦ Non-structural works | External elevations |  | 2 | 04 | 020 | 000 | 2.04.020
Ss_25_60_10 | 25 | 60 | 10 |  | Cavity wall tie renewal and insertion systems | Renewal Costs (RC) | Architectural works ¦ Non-structural works | External elevations |  | 3 | 04 | 020 | 000 | 3.04.020
Ss_25_60_10 | 25 | 60 | 10 |  | Cavity wall tie renewal and insertion systems | Maintenance Costs (MC) | Architectural works ¦ Non-structural works | External elevations |  | 5 | 04 | 020 | 000 | 5.04.020
Ss_25_60_30 | 25 | 60 | 30 |  | Fire stopping systems | Construction Costs (CC) | Architectural works ¦ Non-structural works | External elevations |  | 2 | 04 | 020 | 000 | 2.04.020
Ss_25_60_30 | 25 | 60 | 30 |  | Fire stopping systems | Renewal Costs (RC) | Architectural works ¦ Non-structural works | External elevations |  | 3 | 04 | 020 | 000 | 3.04.020
Ss_25_60_30 | 25 | 60 | 30 |  | Fire stopping systems | Maintenance Costs (MC) | Architectural works ¦ Non-structural works | External elevations |  | 5 | 04 | 020 | 000 | 5.04.020
Ss_25_60_30_40 | 25 | 60 | 30 | 40 | Individual services penetrations fire stopping systems | Construction Costs (CC) | Architectural works ¦ Non-structural works | External elevations |  | 2 | 04 | 020 | 000 | 2.04.020
Ss_25_60_30_40 | 25 | 60 | 30 | 40 | Individual services penetrations fire stopping systems | Renewal Costs (RC) | Architectural works ¦ Non-structural works | External elevations |  | 3 | 04 | 020 | 000 | 3.04.020
Ss_25_60_30_40 | 25 | 60 | 30 | 40 | Individual services penetrations fire stopping systems | Maintenance Costs (MC) | Architectural works ¦ Non-structural works | External elevations |  | 5 | 04 | 020 | 000 | 5.04.020
Ss_25_60_30_45 | 25 | 60 | 30 | 45 | Linear gap fire stopping systems | Construction Costs (CC) | Architectural works ¦ Non-structural works | External elevations |  | 2 | 04 | 020 | 000 | 2.04.020
Ss_25_60_30_45 | 25 | 60 | 30 | 45 | Linear gap fire stopping systems | Renewal Costs (RC) | Architectural works ¦ Non-structural works | External elevations |  | 3 | 04 | 020 | 000 | 3.04.020
Ss_25_60_30_45 | 25 | 60 | 30 | 45 | Linear gap fire stopping systems | Maintenance Costs (MC) | Architectural works ¦ Non-structural works | External elevations |  | 5 | 04 | 020 | 000 | 5.04.020
Ss_25_60_30_48 | 25 | 60 | 30 | 48 | Loose fire stopping systems | Construction Costs (CC) | Architectural works ¦ Non-structural works | External elevations |  | 2 | 04 | 020 | 000 | 2.04.020
Ss_25_60_30_48 | 25 | 60 | 30 | 48 | Loose fire stopping systems | Renewal Costs (RC) | Architectural works ¦ Non-structural works | External elevations |  | 3 | 04 | 020 | 000 | 3.04.020
Ss_25_60_30_48 | 25 | 60 | 30 | 48 | Loose fire stopping systems | Maintenance Costs (MC) | Architectural works ¦ Non-structural works | External elevations |  | 5 | 04 | 020 | 000 | 5.04.020
Ss_25_60_30_55 | 25 | 60 | 30 | 55 | Multiple services penetrations fire stopping systems | Construction Costs (CC) | Architectural works ¦ Non-structural works | External elevations |  | 2 | 04 | 020 | 000 | 2.04.020
Ss_25_60_30_55 | 25 | 60 | 30 | 55 | Multiple services penetrations fire stopping systems | Renewal Costs (RC) | Architectural works ¦ Non-structural works | External elevations |  | 3 | 04 | 020 | 000 | 3.04.020
Ss_25_60_30_55 | 25 | 60 | 30 | 55 | Multiple services penetrations fire stopping systems | Maintenance Costs (MC) | Architectural works ¦ Non-structural works | External elevations |  | 5 | 04 | 020 | 000 | 5.04.020
Ss_25_60_30_62 | 25 | 60 | 30 | 62 | Pipe collar fire stopping systems | Construction Costs (CC) | Architectural works ¦ Non-structural works | External elevations |  | 2 | 04 | 020 | 000 | 2.04.020
Ss_25_60_30_62 | 25 | 60 | 30 | 62 | Pipe collar fire stopping systems | Renewal Costs (RC) | Architectural works ¦ Non-structural works | External elevations |  | 3 | 04 | 020 | 000 | 3.04.020
Ss_25_60_30_62 | 25 | 60 | 30 | 62 | Pipe collar fire stopping systems | Maintenance Costs (MC) | Architectural works ¦ Non-structural works | External elevations |  | 5 | 04 | 020 | 000 | 5.04.020
Ss_25_60_35 | 25 | 60 | 35 |  | Glazing systems | Construction Costs (CC) | Architectural works ¦ Non-structural works | External elevations |  | 2 | 04 | 020 | 000 | 2.04.020
Ss_25_60_35 | 25 | 60 | 35 |  | Glazing systems | Renewal Costs (RC) | Architectural works ¦ Non-structural works | External elevations |  | 3 | 04 | 020 | 000 | 3.04.020
Ss_25_60_35 | 25 | 60 | 35 |  | Glazing systems | Maintenance Costs (MC) | Architectural works ¦ Non-structural works | External elevations |  | 5 | 04 | 020 | 000 | 5.04.020
Ss_25_60_35_06 | 25 | 60 | 35 | 06 | Bead-fixed insulating glazing systems | Construction Costs (CC) | Architectural works ¦ Non-structural works | External elevations |  | 2 | 04 | 020 | 000 | 2.04.020
Ss_25_60_35_06 | 25 | 60 | 35 | 06 | Bead-fixed insulating glazing systems | Renewal Costs (RC) | Architectural works ¦ Non-structural works | External elevations |  | 3 | 04 | 020 | 000 | 3.04.020
Ss_25_60_35_06 | 25 | 60 | 35 | 06 | Bead-fixed insulating glazing systems | Maintenance Costs (MC) | Architectural works ¦ Non-structural works | External elevations |  | 5 | 04 | 020 | 000 | 5.04.020
Ss_25_60_35_08 | 25 | 60 | 35 | 08 | Bead-fixed single glazing systems | Construction Costs (CC) | Architectural works ¦ Non-structural works | External elevations |  | 2 | 04 | 020 | 000 | 2.04.020
Ss_25_60_35_08 | 25 | 60 | 35 | 08 | Bead-fixed single glazing systems | Renewal Costs (RC) | Architectural works ¦ Non-structural works | External elevations |  | 3 | 04 | 020 | 000 | 3.04.020
Ss_25_60_35_08 | 25 | 60 | 35 | 08 | Bead-fixed single glazing systems | Maintenance Costs (MC) | Architectural works ¦ Non-structural works | External elevations |  | 5 | 04 | 020 | 000 | 5.04.020
Ss_25_60_35_30 | 25 | 60 | 35 | 30 | Fire-resistant glazing systems | Construction Costs (CC) | Architectural works ¦ Non-structural works | External elevations |  | 2 | 04 | 020 | 000 | 2.04.020
Ss_25_60_35_30 | 25 | 60 | 35 | 30 | Fire-resistant glazing systems | Renewal Costs (RC) | Architectural works ¦ Non-structural works | External elevations |  | 3 | 04 | 020 | 000 | 3.04.020
Ss_25_60_35_30 | 25 | 60 | 35 | 30 | Fire-resistant glazing systems | Maintenance Costs (MC) | Architectural works ¦ Non-structural works | External elevations |  | 5 | 04 | 020 | 000 | 5.04.020
Ss_25_60_35_33 | 25 | 60 | 35 | 33 | Glazing film systems | Construction Costs (CC) | Architectural works ¦ Non-structural works | External elevations |  | 2 | 04 | 020 | 000 | 2.04.020
Ss_25_60_35_33 | 25 | 60 | 35 | 33 | Glazing film systems | Renewal Costs (RC) | Architectural works ¦ Non-structural works | External elevations |  | 3 | 04 | 020 | 000 | 3.04.020
Ss_25_60_35_33 | 25 | 60 | 35 | 33 | Glazing film systems | Maintenance Costs (MC) | Architectural works ¦ Non-structural works | External elevations |  | 5 | 04 | 020 | 000 | 5.04.020
Ss_25_60_35_35 | 25 | 60 | 35 | 35 | Groove-fixed single glazing systems | Construction Costs (CC) | Architectural works ¦ Non-structural works | External elevations |  | 2 | 04 | 020 | 000 | 2.04.020
Ss_25_60_35_35 | 25 | 60 | 35 | 35 | Groove-fixed single glazing systems | Renewal Costs (RC) | Architectural works ¦ Non-structural works | External elevations |  | 3 | 04 | 020 | 000 | 3.04.020
Ss_25_60_35_35 | 25 | 60 | 35 | 35 | Groove-fixed single glazing systems | Maintenance Costs (MC) | Architectural works ¦ Non-structural works | External elevations |  | 5 | 04 | 020 | 000 | 5.04.020
Ss_25_60_35_40 | 25 | 60 | 35 | 40 | Internal use bead and tape, groove or channel glazing systems | Construction Costs (CC) | Architectural works ¦ Non-structural works | External elevations |  | 2 | 04 | 020 | 000 | 2.04.020
Ss_25_60_35_40 | 25 | 60 | 35 | 40 | Internal use bead and tape, groove or channel glazing systems | Renewal Costs (RC) | Architectural works ¦ Non-structural works | External elevations |  | 3 | 04 | 020 | 000 | 3.04.020
Ss_25_60_35_40 | 25 | 60 | 35 | 40 | Internal use bead and tape, groove or channel glazing systems | Maintenance Costs (MC) | Architectural works ¦ Non-structural works | External elevations |  | 5 | 04 | 020 | 000 | 5.04.020
Ss_25_60_35_50 | 25 | 60 | 35 | 50 | Mirror glazing systems | Construction Costs (CC) | Architectural works ¦ Non-structural works | External elevations |  | 2 | 04 | 020 | 000 | 2.04.020
Ss_25_60_35_50 | 25 | 60 | 35 | 50 | Mirror glazing systems | Renewal Costs (RC) | Architectural works ¦ Non-structural works | External elevations |  | 3 | 04 | 020 | 000 | 3.04.020
Ss_25_60_35_50 | 25 | 60 | 35 | 50 | Mirror glazing systems | Maintenance Costs (MC) | Architectural works ¦ Non-structural works | External elevations |  | 5 | 04 | 020 | 000 | 5.04.020
Ss_25_60_35_65 | 25 | 60 | 35 | 65 | Putty-fronted single glazing systems | Construction Costs (CC) | Architectural works ¦ Non-structural works | External elevations |  | 2 | 04 | 020 | 000 | 2.04.020
Ss_25_60_35_65 | 25 | 60 | 35 | 65 | Putty-fronted single glazing systems | Renewal Costs (RC) | Architectural works ¦ Non-structural works | External elevations |  | 3 | 04 | 020 | 000 | 3.04.020
Ss_25_60_35_65 | 25 | 60 | 35 | 65 | Putty-fronted single glazing systems | Maintenance Costs (MC) | Architectural works ¦ Non-structural works | External elevations |  | 5 | 04 | 020 | 000 | 5.04.020
Ss_25_60_35_75 | 25 | 60 | 35 | 75 | Single-sided gasket glazing systems | Construction Costs (CC) | Architectural works ¦ Non-structural works | External elevations |  | 2 | 04 | 020 | 000 | 2.04.020
Ss_25_60_35_75 | 25 | 60 | 35 | 75 | Single-sided gasket glazing systems | Renewal Costs (RC) | Architectural works ¦ Non-structural works | External elevations |  | 3 | 04 | 020 | 000 | 3.04.020
Ss_25_60_35_75 | 25 | 60 | 35 | 75 | Single-sided gasket glazing systems | Maintenance Costs (MC) | Architectural works ¦ Non-structural works | External elevations |  | 5 | 04 | 020 | 000 | 5.04.020
Ss_25_60_35_85 | 25 | 60 | 35 | 85 | Structural zipper gasket glazing systems | Construction Costs (CC) | Architectural works ¦ Non-structural works | External elevations |  | 2 | 04 | 020 | 000 | 2.04.020
Ss_25_60_35_85 | 25 | 60 | 35 | 85 | Structural zipper gasket glazing systems | Renewal Costs (RC) | Architectural works ¦ Non-structural works | External elevations |  | 3 | 04 | 020 | 000 | 3.04.020
Ss_25_60_35_85 | 25 | 60 | 35 | 85 | Structural zipper gasket glazing systems | Maintenance Costs (MC) | Architectural works ¦ Non-structural works | External elevations |  | 5 | 04 | 020 | 000 | 5.04.020
Ss_25_60_35_95 | 25 | 60 | 35 | 95 | U-profiled glazing systems | Construction Costs (CC) | Architectural works ¦ Non-structural works | External elevations |  | 2 | 04 | 020 | 000 | 2.04.020
Ss_25_60_35_95 | 25 | 60 | 35 | 95 | U-profiled glazing systems | Renewal Costs (RC) | Architectural works ¦ Non-structural works | External elevations |  | 3 | 04 | 020 | 000 | 3.04.020
Ss_25_60_35_95 | 25 | 60 | 35 | 95 | U-profiled glazing systems | Maintenance Costs (MC) | Architectural works ¦ Non-structural works | External elevations |  | 5 | 04 | 020 | 000 | 5.04.020
Ss_25_60_50 | 25 | 60 | 50 |  | Metal sheet wall flashing and weathering systems | Construction Costs (CC) | Architectural works ¦ Non-structural works | External elevations |  | 2 | 04 | 020 | 000 | 2.04.020
Ss_25_60_50 | 25 | 60 | 50 |  | Metal sheet wall flashing and weathering systems | Renewal Costs (RC) | Architectural works ¦ Non-structural works | External elevations |  | 3 | 04 | 020 | 000 | 3.04.020
Ss_25_60_50 | 25 | 60 | 50 |  | Metal sheet wall flashing and weathering systems | Maintenance Costs (MC) | Architectural works ¦ Non-structural works | External elevations |  | 5 | 04 | 020 | 000 | 5.04.020
Ss_25_60_50_03 | 25 | 60 | 50 | 03 | Aluminium sheet flashing systems | Construction Costs (CC) | Architectural works ¦ Non-structural works | External elevations |  | 2 | 04 | 020 | 000 | 2.04.020
Ss_25_60_50_03 | 25 | 60 | 50 | 03 | Aluminium sheet flashing systems | Renewal Costs (RC) | Architectural works ¦ Non-structural works | External elevations |  | 3 | 04 | 020 | 000 | 3.04.020
Ss_25_60_50_03 | 25 | 60 | 50 | 03 | Aluminium sheet flashing systems | Maintenance Costs (MC) | Architectural works ¦ Non-structural works | External elevations |  | 5 | 04 | 020 | 000 | 5.04.020
Ss_25_60_50_04 | 25 | 60 | 50 | 04 | Aluminium sheet weathering systems | Construction Costs (CC) | Architectural works ¦ Non-structural works | External elevations |  | 2 | 04 | 020 | 000 | 2.04.020
Ss_25_60_50_04 | 25 | 60 | 50 | 04 | Aluminium sheet weathering systems | Renewal Costs (RC) | Architectural works ¦ Non-structural works | External elevations |  | 3 | 04 | 020 | 000 | 3.04.020
Ss_25_60_50_04 | 25 | 60 | 50 | 04 | Aluminium sheet weathering systems | Maintenance Costs (MC) | Architectural works ¦ Non-structural works | External elevations |  | 5 | 04 | 020 | 000 | 5.04.020
Ss_25_60_50_11 | 25 | 60 | 50 | 11 | Carbon steel wall flashing and weathering systems | Construction Costs (CC) | Architectural works ¦ Non-structural works | External elevations |  | 2 | 04 | 020 | 000 | 2.04.020
Ss_25_60_50_11 | 25 | 60 | 50 | 11 | Carbon steel wall flashing and weathering systems | Renewal Costs (RC) | Architectural works ¦ Non-structural works | External elevations |  | 3 | 04 | 020 | 000 | 3.04.020
Ss_25_60_50_11 | 25 | 60 | 50 | 11 | Carbon steel wall flashing and weathering systems | Maintenance Costs (MC) | Architectural works ¦ Non-structural works | External elevations |  | 5 | 04 | 020 | 000 | 5.04.020
Ss_25_60_50_14 | 25 | 60 | 50 | 14 | Copper sheet wall flashing and weathering systems | Construction Costs (CC) | Architectural works ¦ Non-structural works | External elevations |  | 2 | 04 | 020 | 000 | 2.04.020
Ss_25_60_50_14 | 25 | 60 | 50 | 14 | Copper sheet wall flashing and weathering systems | Renewal Costs (RC) | Architectural works ¦ Non-structural works | External elevations |  | 3 | 04 | 020 | 000 | 3.04.020
Ss_25_60_50_14 | 25 | 60 | 50 | 14 | Copper sheet wall flashing and weathering systems | Maintenance Costs (MC) | Architectural works ¦ Non-structural works | External elevations |  | 5 | 04 | 020 | 000 | 5.04.020
Ss_25_60_50_47 | 25 | 60 | 50 | 47 | Lead damp proof course systems | Construction Costs (CC) | Architectural works ¦ Non-structural works | External elevations |  | 2 | 04 | 020 | 000 | 2.04.020
Ss_25_60_50_47 | 25 | 60 | 50 | 47 | Lead damp proof course systems | Renewal Costs (RC) | Architectural works ¦ Non-structural works | External elevations |  | 3 | 04 | 020 | 000 | 3.04.020
Ss_25_60_50_47 | 25 | 60 | 50 | 47 | Lead damp proof course systems | Maintenance Costs (MC) | Architectural works ¦ Non-structural works | External elevations |  | 5 | 04 | 020 | 000 | 5.04.020
Ss_25_60_50_48 | 25 | 60 | 50 | 48 | Lead sheet wall flashing and weathering systems | Construction Costs (CC) | Architectural works ¦ Non-structural works | External elevations |  | 2 | 04 | 020 | 000 | 2.04.020
Ss_25_60_50_48 | 25 | 60 | 50 | 48 | Lead sheet wall flashing and weathering systems | Renewal Costs (RC) | Architectural works ¦ Non-structural works | External elevations |  | 3 | 04 | 020 | 000 | 3.04.020
Ss_25_60_50_48 | 25 | 60 | 50 | 48 | Lead sheet wall flashing and weathering systems | Maintenance Costs (MC) | Architectural works ¦ Non-structural works | External elevations |  | 5 | 04 | 020 | 000 | 5.04.020
Ss_25_60_50_49 | 25 | 60 | 50 | 49 | Lead sheet weathering systems | Construction Costs (CC) | Architectural works ¦ Non-structural works | External elevations |  | 2 | 04 | 020 | 000 | 2.04.020
Ss_25_60_50_49 | 25 | 60 | 50 | 49 | Lead sheet weathering systems | Renewal Costs (RC) | Architectural works ¦ Non-structural works | External elevations |  | 3 | 04 | 020 | 000 | 3.04.020
Ss_25_60_50_49 | 25 | 60 | 50 | 49 | Lead sheet weathering systems | Maintenance Costs (MC) | Architectural works ¦ Non-structural works | External elevations |  | 5 | 04 | 020 | 000 | 5.04.020
Ss_25_60_50_84 | 25 | 60 | 50 | 84 | Stainless steel sheet wall flashing and weathering systems | Construction Costs (CC) | Architectural works ¦ Non-structural works | External elevations |  | 2 | 04 | 020 | 000 | 2.04.020
Ss_25_60_50_84 | 25 | 60 | 50 | 84 | Stainless steel sheet wall flashing and weathering systems | Renewal Costs (RC) | Architectural works ¦ Non-structural works | External elevations |  | 3 | 04 | 020 | 000 | 3.04.020
Ss_25_60_50_84 | 25 | 60 | 50 | 84 | Stainless steel sheet wall flashing and weathering systems | Maintenance Costs (MC) | Architectural works ¦ Non-structural works | External elevations |  | 5 | 04 | 020 | 000 | 5.04.020
Ss_25_60_50_94 | 25 | 60 | 50 | 94 | Zinc sheet wall flashing and weathering systems | Construction Costs (CC) | Architectural works ¦ Non-structural works | External elevations |  | 2 | 04 | 020 | 000 | 2.04.020
Ss_25_60_50_94 | 25 | 60 | 50 | 94 | Zinc sheet wall flashing and weathering systems | Renewal Costs (RC) | Architectural works ¦ Non-structural works | External elevations |  | 3 | 04 | 020 | 000 | 3.04.020
Ss_25_60_50_94 | 25 | 60 | 50 | 94 | Zinc sheet wall flashing and weathering systems | Maintenance Costs (MC) | Architectural works ¦ Non-structural works | External elevations |  | 5 | 04 | 020 | 000 | 5.04.020
Ss_25_95 | 25 | 95 |  |  | Temporary wall and barrier systems | Construction Costs (CC) | Architectural works ¦ Non-structural works | Fittings and sundries |  | 2 | 04 | 050 | 000 | 2.04.050
Ss_25_95 | 25 | 95 |  |  | Temporary wall and barrier systems | Renewal Costs (RC) | Architectural works ¦ Non-structural works | Fittings and sundries |  | 3 | 04 | 050 | 000 | 3.04.050
Ss_25_95 | 25 | 95 |  |  | Temporary wall and barrier systems | Maintenance Costs (MC) | Architectural works ¦ Non-structural works | Fittings and sundries |  | 5 | 04 | 050 | 000 | 5.04.050
Ss_25_95_30 | 25 | 95 | 30 |  | Temporary flood barrier systems | Construction Costs (CC) | Architectural works ¦ Non-structural works | Fittings and sundries |  | 2 | 04 | 050 | 000 | 2.04.050
Ss_25_95_30 | 25 | 95 | 30 |  | Temporary flood barrier systems | Renewal Costs (RC) | Architectural works ¦ Non-structural works | Fittings and sundries |  | 3 | 04 | 050 | 000 | 3.04.050
Ss_25_95_30 | 25 | 95 | 30 |  | Temporary flood barrier systems | Maintenance Costs (MC) | Architectural works ¦ Non-structural works | Fittings and sundries |  | 5 | 04 | 050 | 000 | 5.04.050
Ss_25_95_60 | 25 | 95 | 60 |  | Temporary pedestrian barrier systems | Construction Costs (CC) | Architectural works ¦ Non-structural works | Fittings and sundries |  | 2 | 04 | 050 | 000 | 2.04.050
Ss_25_95_60 | 25 | 95 | 60 |  | Temporary pedestrian barrier systems | Renewal Costs (RC) | Architectural works ¦ Non-structural works | Fittings and sundries |  | 3 | 04 | 050 | 000 | 3.04.050
Ss_25_95_60 | 25 | 95 | 60 |  | Temporary pedestrian barrier systems | Maintenance Costs (MC) | Architectural works ¦ Non-structural works | Fittings and sundries |  | 5 | 04 | 050 | 000 | 5.04.050
Ss_25_95_70 | 25 | 95 | 70 |  | Temporary rail barrier systems | Construction Costs (CC) | Architectural works ¦ Non-structural works | Fittings and sundries |  | 2 | 04 | 050 | 000 | 2.04.050
Ss_25_95_70 | 25 | 95 | 70 |  | Temporary rail barrier systems | Renewal Costs (RC) | Architectural works ¦ Non-structural works | Fittings and sundries |  | 3 | 04 | 050 | 000 | 3.04.050
Ss_25_95_70 | 25 | 95 | 70 |  | Temporary rail barrier systems | Maintenance Costs (MC) | Architectural works ¦ Non-structural works | Fittings and sundries |  | 5 | 04 | 050 | 000 | 5.04.050
Ss_25_95_75 | 25 | 95 | 75 |  | Temporary road barrier systems | Construction Costs (CC) | Architectural works ¦ Non-structural works | Fittings and sundries |  | 2 | 04 | 050 | 000 | 2.04.050
Ss_25_95_75 | 25 | 95 | 75 |  | Temporary road barrier systems | Renewal Costs (RC) | Architectural works ¦ Non-structural works | Fittings and sundries |  | 3 | 04 | 050 | 000 | 3.04.050
Ss_25_95_75 | 25 | 95 | 75 |  | Temporary road barrier systems | Maintenance Costs (MC) | Architectural works ¦ Non-structural works | Fittings and sundries |  | 5 | 04 | 050 | 000 | 5.04.050
Ss_25_95_85 | 25 | 95 | 85 |  | Temporary traffic barrier systems | Construction Costs (CC) | Architectural works ¦ Non-structural works | Fittings and sundries |  | 2 | 04 | 050 | 000 | 2.04.050
Ss_25_95_85 | 25 | 95 | 85 |  | Temporary traffic barrier systems | Renewal Costs (RC) | Architectural works ¦ Non-structural works | Fittings and sundries |  | 3 | 04 | 050 | 000 | 3.04.050
Ss_25_95_85 | 25 | 95 | 85 |  | Temporary traffic barrier systems | Maintenance Costs (MC) | Architectural works ¦ Non-structural works | Fittings and sundries |  | 5 | 04 | 050 | 000 | 5.04.050
Ss_25_95_90 | 25 | 95 | 90 |  | Temporary water barrier systems | Construction Costs (CC) | Architectural works ¦ Non-structural works | Fittings and sundries |  | 2 | 04 | 050 | 000 | 2.04.050
Ss_25_95_90 | 25 | 95 | 90 |  | Temporary water barrier systems | Renewal Costs (RC) | Architectural works ¦ Non-structural works | Fittings and sundries |  | 3 | 04 | 050 | 000 | 3.04.050
Ss_25_95_90 | 25 | 95 | 90 |  | Temporary water barrier systems | Maintenance Costs (MC) | Architectural works ¦ Non-structural works | Fittings and sundries |  | 5 | 04 | 050 | 000 | 5.04.050
Ss_30 | 30 |  |  |  | Roof, floor and paving systems | Construction Costs (CC) | Architectural works ¦ Non-structural works | Roof finishes, skylights and landscaping (including waterproofing and insulation) |  | 2 | 04 | 030 | 000 | 2.04.030
Ss_30 | 30 |  |  |  | Roof, floor and paving systems | Renewal Costs (RC) | Architectural works ¦ Non-structural works | Roof finishes, skylights and landscaping (including waterproofing and insulation) |  | 3 | 04 | 030 | 000 | 3.04.030
Ss_30 | 30 |  |  |  | Roof, floor and paving systems | Maintenance Costs (MC) | Architectural works ¦ Non-structural works | Roof finishes, skylights and landscaping (including waterproofing and insulation) |  | 5 | 04 | 030 | 000 | 5.04.030
Ss_30_10 | 30 | 10 |  |  | Pitched, arched and domed roof structure systems | Construction Costs (CC) | Structure | Frames and slabs (above top of ground floor slabs) |  | 2 | 03 | 030 | 000 | 2.03.030
Ss_30_10 | 30 | 10 |  |  | Pitched, arched and domed roof structure systems | Renewal Costs (RC) | Structure | Frames and slabs (above top of ground floor slabs) |  | 3 | 03 | 030 | 000 | 3.03.030
Ss_30_10 | 30 | 10 |  |  | Pitched, arched and domed roof structure systems | Maintenance Costs (MC) | Structure | Frames and slabs (above top of ground floor slabs) |  | 5 | 03 | 030 | 000 | 5.03.030
Ss_30_10_30 | 30 | 10 | 30 |  | Framed roof structure systems | Construction Costs (CC) | Structure | Frames and slabs (above top of ground floor slabs) |  | 2 | 03 | 030 | 000 | 2.03.030
Ss_30_10_30 | 30 | 10 | 30 |  | Framed roof structure systems | Renewal Costs (RC) | Structure | Frames and slabs (above top of ground floor slabs) |  | 3 | 03 | 030 | 000 | 3.03.030
Ss_30_10_30 | 30 | 10 | 30 |  | Framed roof structure systems | Maintenance Costs (MC) | Structure | Frames and slabs (above top of ground floor slabs) |  | 5 | 03 | 030 | 000 | 5.03.030
Ss_30_10_30_20 | 30 | 10 | 30 | 20 | Glazed unit roof framing systems | Construction Costs (CC) | Structure | Frames and slabs (above top of ground floor slabs) |  | 2 | 03 | 030 | 000 | 2.03.030
Ss_30_10_30_20 | 30 | 10 | 30 | 20 | Glazed unit roof framing systems | Renewal Costs (RC) | Structure | Frames and slabs (above top of ground floor slabs) |  | 3 | 03 | 030 | 000 | 3.03.030
Ss_30_10_30_20 | 30 | 10 | 30 | 20 | Glazed unit roof framing systems | Maintenance Costs (MC) | Structure | Frames and slabs (above top of ground floor slabs) |  | 5 | 03 | 030 | 000 | 5.03.030
Ss_30_10_30_25 | 30 | 10 | 30 | 25 | Heavy steel roof framing systems | Construction Costs (CC) | Structure | Frames and slabs (above top of ground floor slabs) |  | 2 | 03 | 030 | 000 | 2.03.030
Ss_30_10_30_25 | 30 | 10 | 30 | 25 | Heavy steel roof framing systems | Renewal Costs (RC) | Structure | Frames and slabs (above top of ground floor slabs) |  | 3 | 03 | 030 | 000 | 3.03.030
Ss_30_10_30_25 | 30 | 10 | 30 | 25 | Heavy steel roof framing systems | Maintenance Costs (MC) | Structure | Frames and slabs (above top of ground floor slabs) |  | 5 | 03 | 030 | 000 | 5.03.030
Ss_30_10_30_30 | 30 | 10 | 30 | 30 | Heavy steel roof space frame systems | Construction Costs (CC) | Structure | Frames and slabs (above top of ground floor slabs) |  | 2 | 03 | 030 | 000 | 2.03.030
Ss_30_10_30_30 | 30 | 10 | 30 | 30 | Heavy steel roof space frame systems | Renewal Costs (RC) | Structure | Frames and slabs (above top of ground floor slabs) |  | 3 | 03 | 030 | 000 | 3.03.030
Ss_30_10_30_30 | 30 | 10 | 30 | 30 | Heavy steel roof space frame systems | Maintenance Costs (MC) | Structure | Frames and slabs (above top of ground floor slabs) |  | 5 | 03 | 030 | 000 | 5.03.030
Ss_30_10_30_35 | 30 | 10 | 30 | 35 | Heavy steel roof space truss systems | Construction Costs (CC) | Structure | Frames and slabs (above top of ground floor slabs) |  | 2 | 03 | 030 | 000 | 2.03.030
Ss_30_10_30_35 | 30 | 10 | 30 | 35 | Heavy steel roof space truss systems | Renewal Costs (RC) | Structure | Frames and slabs (above top of ground floor slabs) |  | 3 | 03 | 030 | 000 | 3.03.030
Ss_30_10_30_35 | 30 | 10 | 30 | 35 | Heavy steel roof space truss systems | Maintenance Costs (MC) | Structure | Frames and slabs (above top of ground floor slabs) |  | 5 | 03 | 030 | 000 | 5.03.030
Ss_30_10_30_45 | 30 | 10 | 30 | 45 | Light steel roof framing systems | Construction Costs (CC) | Structure | Frames and slabs (above top of ground floor slabs) |  | 2 | 03 | 030 | 000 | 2.03.030
Ss_30_10_30_45 | 30 | 10 | 30 | 45 | Light steel roof framing systems | Renewal Costs (RC) | Structure | Frames and slabs (above top of ground floor slabs) |  | 3 | 03 | 030 | 000 | 3.03.030
Ss_30_10_30_45 | 30 | 10 | 30 | 45 | Light steel roof framing systems | Maintenance Costs (MC) | Structure | Frames and slabs (above top of ground floor slabs) |  | 5 | 03 | 030 | 000 | 5.03.030
Ss_30_10_30_60 | 30 | 10 | 30 | 60 | Precast concrete roof structure systems | Construction Costs (CC) | Structure | Frames and slabs (above top of ground floor slabs) |  | 2 | 03 | 030 | 000 | 2.03.030
Ss_30_10_30_60 | 30 | 10 | 30 | 60 | Precast concrete roof structure systems | Renewal Costs (RC) | Structure | Frames and slabs (above top of ground floor slabs) |  | 3 | 03 | 030 | 000 | 3.03.030
Ss_30_10_30_60 | 30 | 10 | 30 | 60 | Precast concrete roof structure systems | Maintenance Costs (MC) | Structure | Frames and slabs (above top of ground floor slabs) |  | 5 | 03 | 030 | 000 | 5.03.030
Ss_30_10_30_70 | 30 | 10 | 30 | 70 | Reinforced concrete roof framing systems | Construction Costs (CC) | Structure | Frames and slabs (above top of ground floor slabs) |  | 2 | 03 | 030 | 000 | 2.03.030
Ss_30_10_30_70 | 30 | 10 | 30 | 70 | Reinforced concrete roof framing systems | Renewal Costs (RC) | Structure | Frames and slabs (above top of ground floor slabs) |  | 3 | 03 | 030 | 000 | 3.03.030
Ss_30_10_30_70 | 30 | 10 | 30 | 70 | Reinforced concrete roof framing systems | Maintenance Costs (MC) | Structure | Frames and slabs (above top of ground floor slabs) |  | 5 | 03 | 030 | 000 | 5.03.030
Ss_30_10_30_85 | 30 | 10 | 30 | 85 | Timber roof framing systems | Construction Costs (CC) | Structure | Frames and slabs (above top of ground floor slabs) |  | 2 | 03 | 030 | 000 | 2.03.030
Ss_30_10_30_85 | 30 | 10 | 30 | 85 | Timber roof framing systems | Renewal Costs (RC) | Structure | Frames and slabs (above top of ground floor slabs) |  | 3 | 03 | 030 | 000 | 3.03.030
Ss_30_10_30_85 | 30 | 10 | 30 | 85 | Timber roof framing systems | Maintenance Costs (MC) | Structure | Frames and slabs (above top of ground floor slabs) |  | 5 | 03 | 030 | 000 | 5.03.030
Ss_30_10_50 | 30 | 10 | 50 |  | Monolithic roof structure systems | Construction Costs (CC) | Structure | Frames and slabs (above top of ground floor slabs) |  | 2 | 03 | 030 | 000 | 2.03.030
Ss_30_10_50 | 30 | 10 | 50 |  | Monolithic roof structure systems | Renewal Costs (RC) | Structure | Frames and slabs (above top of ground floor slabs) |  | 3 | 03 | 030 | 000 | 3.03.030
Ss_30_10_50 | 30 | 10 | 50 |  | Monolithic roof structure systems | Maintenance Costs (MC) | Structure | Frames and slabs (above top of ground floor slabs) |  | 5 | 03 | 030 | 000 | 5.03.030
Ss_30_10_50_70 | 30 | 10 | 50 | 70 | Sprayed concrete roof systems | Construction Costs (CC) | Structure | Frames and slabs (above top of ground floor slabs) |  | 2 | 03 | 030 | 000 | 2.03.030
Ss_30_10_50_70 | 30 | 10 | 50 | 70 | Sprayed concrete roof systems | Renewal Costs (RC) | Structure | Frames and slabs (above top of ground floor slabs) |  | 3 | 03 | 030 | 000 | 3.03.030
Ss_30_10_50_70 | 30 | 10 | 50 | 70 | Sprayed concrete roof systems | Maintenance Costs (MC) | Structure | Frames and slabs (above top of ground floor slabs) |  | 5 | 03 | 030 | 000 | 5.03.030
Ss_30_10_60 | 30 | 10 | 60 |  | Panel roof structure systems | Construction Costs (CC) | Structure | Frames and slabs (above top of ground floor slabs) |  | 2 | 03 | 030 | 000 | 2.03.030
Ss_30_10_60 | 30 | 10 | 60 |  | Panel roof structure systems | Renewal Costs (RC) | Structure | Frames and slabs (above top of ground floor slabs) |  | 3 | 03 | 030 | 000 | 3.03.030
Ss_30_10_60 | 30 | 10 | 60 |  | Panel roof structure systems | Maintenance Costs (MC) | Structure | Frames and slabs (above top of ground floor slabs) |  | 5 | 03 | 030 | 000 | 5.03.030
Ss_30_10_90 | 30 | 10 | 90 |  | Unit roof structure systems | Construction Costs (CC) | Structure | Frames and slabs (above top of ground floor slabs) |  | 2 | 03 | 030 | 000 | 2.03.030
Ss_30_10_90 | 30 | 10 | 90 |  | Unit roof structure systems | Renewal Costs (RC) | Structure | Frames and slabs (above top of ground floor slabs) |  | 3 | 03 | 030 | 000 | 3.03.030
Ss_30_10_90 | 30 | 10 | 90 |  | Unit roof structure systems | Maintenance Costs (MC) | Structure | Frames and slabs (above top of ground floor slabs) |  | 5 | 03 | 030 | 000 | 5.03.030
Ss_30_10_90_50 | 30 | 10 | 90 | 50 | Masonry roof systems | Construction Costs (CC) | Structure | Frames and slabs (above top of ground floor slabs) |  | 2 | 03 | 030 | 000 | 2.03.030
Ss_30_10_90_50 | 30 | 10 | 90 | 50 | Masonry roof systems | Renewal Costs (RC) | Structure | Frames and slabs (above top of ground floor slabs) |  | 3 | 03 | 030 | 000 | 3.03.030
Ss_30_10_90_50 | 30 | 10 | 90 | 50 | Masonry roof systems | Maintenance Costs (MC) | Structure | Frames and slabs (above top of ground floor slabs) |  | 5 | 03 | 030 | 000 | 5.03.030
Ss_30_12 | 30 | 12 |  |  | Flat roof, floor and deck structure systems | Construction Costs (CC) | Structure | Frames and slabs (above top of ground floor slabs) |  | 2 | 03 | 030 | 000 | 2.03.030
Ss_30_12 | 30 | 12 |  |  | Flat roof, floor and deck structure systems | Renewal Costs (RC) | Structure | Frames and slabs (above top of ground floor slabs) |  | 3 | 03 | 030 | 000 | 3.03.030
Ss_30_12 | 30 | 12 |  |  | Flat roof, floor and deck structure systems | Maintenance Costs (MC) | Structure | Frames and slabs (above top of ground floor slabs) |  | 5 | 03 | 030 | 000 | 5.03.030
Ss_30_12_05 | 30 | 12 | 05 |  | Beam and block floor systems | Construction Costs (CC) | Structure | Frames and slabs (above top of ground floor slabs) |  | 2 | 03 | 030 | 000 | 2.03.030
Ss_30_12_05 | 30 | 12 | 05 |  | Beam and block floor systems | Renewal Costs (RC) | Structure | Frames and slabs (above top of ground floor slabs) |  | 3 | 03 | 030 | 000 | 3.03.030
Ss_30_12_05 | 30 | 12 | 05 |  | Beam and block floor systems | Maintenance Costs (MC) | Structure | Frames and slabs (above top of ground floor slabs) |  | 5 | 03 | 030 | 000 | 5.03.030
Ss_30_12_15 | 30 | 12 | 15 |  | Concrete plank floor systems | Construction Costs (CC) | Structure | Frames and slabs (above top of ground floor slabs) |  | 2 | 03 | 030 | 000 | 2.03.030
Ss_30_12_15 | 30 | 12 | 15 |  | Concrete plank floor systems | Renewal Costs (RC) | Structure | Frames and slabs (above top of ground floor slabs) |  | 3 | 03 | 030 | 000 | 3.03.030
Ss_30_12_15 | 30 | 12 | 15 |  | Concrete plank floor systems | Maintenance Costs (MC) | Structure | Frames and slabs (above top of ground floor slabs) |  | 5 | 03 | 030 | 000 | 5.03.030
Ss_30_12_20 | 30 | 12 | 20 |  | Deck systems | Construction Costs (CC) | Structure | Frames and slabs (above top of ground floor slabs) |  | 2 | 03 | 030 | 000 | 2.03.030
Ss_30_12_20 | 30 | 12 | 20 |  | Deck systems | Renewal Costs (RC) | Structure | Frames and slabs (above top of ground floor slabs) |  | 3 | 03 | 030 | 000 | 3.03.030
Ss_30_12_20 | 30 | 12 | 20 |  | Deck systems | Maintenance Costs (MC) | Structure | Frames and slabs (above top of ground floor slabs) |  | 5 | 03 | 030 | 000 | 5.03.030
Ss_30_12_30 | 30 | 12 | 30 |  | Flat roof and floor cassette structural insulated panel (SIP) systems | Construction Costs (CC) | Structure | Frames and slabs (above top of ground floor slabs) |  | 2 | 03 | 030 | 000 | 2.03.030
Ss_30_12_30 | 30 | 12 | 30 |  | Flat roof and floor cassette structural insulated panel (SIP) systems | Renewal Costs (RC) | Structure | Frames and slabs (above top of ground floor slabs) |  | 3 | 03 | 030 | 000 | 3.03.030
Ss_30_12_30 | 30 | 12 | 30 |  | Flat roof and floor cassette structural insulated panel (SIP) systems | Maintenance Costs (MC) | Structure | Frames and slabs (above top of ground floor slabs) |  | 5 | 03 | 030 | 000 | 5.03.030
Ss_30_12_32 | 30 | 12 | 32 |  | Framed decking systems | Construction Costs (CC) | Structure | Frames and slabs (above top of ground floor slabs) |  | 2 | 03 | 030 | 000 | 2.03.030
Ss_30_12_32 | 30 | 12 | 32 |  | Framed decking systems | Renewal Costs (RC) | Structure | Frames and slabs (above top of ground floor slabs) |  | 3 | 03 | 030 | 000 | 3.03.030
Ss_30_12_32 | 30 | 12 | 32 |  | Framed decking systems | Maintenance Costs (MC) | Structure | Frames and slabs (above top of ground floor slabs) |  | 5 | 03 | 030 | 000 | 5.03.030
Ss_30_12_33 | 30 | 12 | 33 |  | Framed floor systems | Construction Costs (CC) | Structure | Frames and slabs (above top of ground floor slabs) |  | 2 | 03 | 030 | 000 | 2.03.030
Ss_30_12_33 | 30 | 12 | 33 |  | Framed floor systems | Renewal Costs (RC) | Structure | Frames and slabs (above top of ground floor slabs) |  | 3 | 03 | 030 | 000 | 3.03.030
Ss_30_12_33 | 30 | 12 | 33 |  | Framed floor systems | Maintenance Costs (MC) | Structure | Frames and slabs (above top of ground floor slabs) |  | 5 | 03 | 030 | 000 | 5.03.030
Ss_30_12_34 | 30 | 12 | 34 |  | Framed mezzanine systems | Construction Costs (CC) | Structure | Frames and slabs (above top of ground floor slabs) |  | 2 | 03 | 030 | 000 | 2.03.030
Ss_30_12_34 | 30 | 12 | 34 |  | Framed mezzanine systems | Renewal Costs (RC) | Structure | Frames and slabs (above top of ground floor slabs) |  | 3 | 03 | 030 | 000 | 3.03.030
Ss_30_12_34 | 30 | 12 | 34 |  | Framed mezzanine systems | Maintenance Costs (MC) | Structure | Frames and slabs (above top of ground floor slabs) |  | 5 | 03 | 030 | 000 | 5.03.030
Ss_30_12_35 | 30 | 12 | 35 |  | Glass unit masonry floor systems | Construction Costs (CC) | Structure | Frames and slabs (above top of ground floor slabs) |  | 2 | 03 | 030 | 000 | 2.03.030
Ss_30_12_35 | 30 | 12 | 35 |  | Glass unit masonry floor systems | Renewal Costs (RC) | Structure | Frames and slabs (above top of ground floor slabs) |  | 3 | 03 | 030 | 000 | 3.03.030
Ss_30_12_35 | 30 | 12 | 35 |  | Glass unit masonry floor systems | Maintenance Costs (MC) | Structure | Frames and slabs (above top of ground floor slabs) |  | 5 | 03 | 030 | 000 | 5.03.030
Ss_30_12_45 | 30 | 12 | 45 |  | Lift-up concrete plank floor systems | Construction Costs (CC) | Structure | Frames and slabs (above top of ground floor slabs) |  | 2 | 03 | 030 | 000 | 2.03.030
Ss_30_12_45 | 30 | 12 | 45 |  | Lift-up concrete plank floor systems | Renewal Costs (RC) | Structure | Frames and slabs (above top of ground floor slabs) |  | 3 | 03 | 030 | 000 | 3.03.030
Ss_30_12_45 | 30 | 12 | 45 |  | Lift-up concrete plank floor systems | Maintenance Costs (MC) | Structure | Frames and slabs (above top of ground floor slabs) |  | 5 | 03 | 030 | 000 | 5.03.030
Ss_30_12_50 | 30 | 12 | 50 |  | Masonry (flat arch) floor systems | Construction Costs (CC) | Structure | Frames and slabs (above top of ground floor slabs) |  | 2 | 03 | 030 | 000 | 2.03.030
Ss_30_12_50 | 30 | 12 | 50 |  | Masonry (flat arch) floor systems | Renewal Costs (RC) | Structure | Frames and slabs (above top of ground floor slabs) |  | 3 | 03 | 030 | 000 | 3.03.030
Ss_30_12_50 | 30 | 12 | 50 |  | Masonry (flat arch) floor systems | Maintenance Costs (MC) | Structure | Frames and slabs (above top of ground floor slabs) |  | 5 | 03 | 030 | 000 | 5.03.030
Ss_30_12_60 | 30 | 12 | 60 |  | Pier and jetty structure systems | Construction Costs (CC) | Structure | Frames and slabs (above top of ground floor slabs) |  | 2 | 03 | 030 | 000 | 2.03.030
Ss_30_12_60 | 30 | 12 | 60 |  | Pier and jetty structure systems | Renewal Costs (RC) | Structure | Frames and slabs (above top of ground floor slabs) |  | 3 | 03 | 030 | 000 | 3.03.030
Ss_30_12_60 | 30 | 12 | 60 |  | Pier and jetty structure systems | Maintenance Costs (MC) | Structure | Frames and slabs (above top of ground floor slabs) |  | 5 | 03 | 030 | 000 | 5.03.030
Ss_30_12_64 | 30 | 12 | 64 |  | Platform systems | Construction Costs (CC) | Structure | Frames and slabs (above top of ground floor slabs) |  | 2 | 03 | 030 | 000 | 2.03.030
Ss_30_12_64 | 30 | 12 | 64 |  | Platform systems | Renewal Costs (RC) | Structure | Frames and slabs (above top of ground floor slabs) |  | 3 | 03 | 030 | 000 | 3.03.030
Ss_30_12_64 | 30 | 12 | 64 |  | Platform systems | Maintenance Costs (MC) | Structure | Frames and slabs (above top of ground floor slabs) |  | 5 | 03 | 030 | 000 | 5.03.030
Ss_30_12_64_17 | 30 | 12 | 64 | 17 | Crosswall platform systems | Construction Costs (CC) | Structure | Frames and slabs (above top of ground floor slabs) |  | 2 | 03 | 030 | 000 | 2.03.030
Ss_30_12_64_17 | 30 | 12 | 64 | 17 | Crosswall platform systems | Renewal Costs (RC) | Structure | Frames and slabs (above top of ground floor slabs) |  | 3 | 03 | 030 | 000 | 3.03.030
Ss_30_12_64_17 | 30 | 12 | 64 | 17 | Crosswall platform systems | Maintenance Costs (MC) | Structure | Frames and slabs (above top of ground floor slabs) |  | 5 | 03 | 030 | 000 | 5.03.030
Ss_30_12_64_30 | 30 | 12 | 64 | 30 | Front wall platform systems | Construction Costs (CC) | Structure | Frames and slabs (above top of ground floor slabs) |  | 2 | 03 | 030 | 000 | 2.03.030
Ss_30_12_64_30 | 30 | 12 | 64 | 30 | Front wall platform systems | Renewal Costs (RC) | Structure | Frames and slabs (above top of ground floor slabs) |  | 3 | 03 | 030 | 000 | 3.03.030
Ss_30_12_64_30 | 30 | 12 | 64 | 30 | Front wall platform systems | Maintenance Costs (MC) | Structure | Frames and slabs (above top of ground floor slabs) |  | 5 | 03 | 030 | 000 | 5.03.030
Ss_30_12_64_53 | 30 | 12 | 64 | 53 | Modular platform systems | Construction Costs (CC) | Structure | Frames and slabs (above top of ground floor slabs) |  | 2 | 03 | 030 | 000 | 2.03.030
Ss_30_12_64_53 | 30 | 12 | 64 | 53 | Modular platform systems | Renewal Costs (RC) | Structure | Frames and slabs (above top of ground floor slabs) |  | 3 | 03 | 030 | 000 | 3.03.030
Ss_30_12_64_53 | 30 | 12 | 64 | 53 | Modular platform systems | Maintenance Costs (MC) | Structure | Frames and slabs (above top of ground floor slabs) |  | 5 | 03 | 030 | 000 | 5.03.030
Ss_30_12_85 | 30 | 12 | 85 |  | Structural deck systems | Construction Costs (CC) | Structure | Frames and slabs (above top of ground floor slabs) |  | 2 | 03 | 030 | 000 | 2.03.030
Ss_30_12_85 | 30 | 12 | 85 |  | Structural deck systems | Renewal Costs (RC) | Structure | Frames and slabs (above top of ground floor slabs) |  | 3 | 03 | 030 | 000 | 3.03.030
Ss_30_12_85 | 30 | 12 | 85 |  | Structural deck systems | Maintenance Costs (MC) | Structure | Frames and slabs (above top of ground floor slabs) |  | 5 | 03 | 030 | 000 | 5.03.030
Ss_30_12_85_15 | 30 | 12 | 85 | 15 | Composite concrete floor, roof or balcony deck systems | Construction Costs (CC) | Structure | Frames and slabs (above top of ground floor slabs) |  | 2 | 03 | 030 | 000 | 2.03.030
Ss_30_12_85_15 | 30 | 12 | 85 | 15 | Composite concrete floor, roof or balcony deck systems | Renewal Costs (RC) | Structure | Frames and slabs (above top of ground floor slabs) |  | 3 | 03 | 030 | 000 | 3.03.030
Ss_30_12_85_15 | 30 | 12 | 85 | 15 | Composite concrete floor, roof or balcony deck systems | Maintenance Costs (MC) | Structure | Frames and slabs (above top of ground floor slabs) |  | 5 | 03 | 030 | 000 | 5.03.030
Ss_30_12_85_16 | 30 | 12 | 85 | 16 | Composite steel and concrete floor, roof or balcony deck systems | Construction Costs (CC) | Structure | Frames and slabs (above top of ground floor slabs) |  | 2 | 03 | 030 | 000 | 2.03.030
Ss_30_12_85_16 | 30 | 12 | 85 | 16 | Composite steel and concrete floor, roof or balcony deck systems | Renewal Costs (RC) | Structure | Frames and slabs (above top of ground floor slabs) |  | 3 | 03 | 030 | 000 | 3.03.030
Ss_30_12_85_16 | 30 | 12 | 85 | 16 | Composite steel and concrete floor, roof or balcony deck systems | Maintenance Costs (MC) | Structure | Frames and slabs (above top of ground floor slabs) |  | 5 | 03 | 030 | 000 | 5.03.030
Ss_30_12_85_17 | 30 | 12 | 85 | 17 | Concrete beam and block floor or roof deck systems | Construction Costs (CC) | Structure | Frames and slabs (above top of ground floor slabs) |  | 2 | 03 | 030 | 000 | 2.03.030
Ss_30_12_85_17 | 30 | 12 | 85 | 17 | Concrete beam and block floor or roof deck systems | Renewal Costs (RC) | Structure | Frames and slabs (above top of ground floor slabs) |  | 3 | 03 | 030 | 000 | 3.03.030
Ss_30_12_85_17 | 30 | 12 | 85 | 17 | Concrete beam and block floor or roof deck systems | Maintenance Costs (MC) | Structure | Frames and slabs (above top of ground floor slabs) |  | 5 | 03 | 030 | 000 | 5.03.030
Ss_30_12_85_18 | 30 | 12 | 85 | 18 | Concrete floor or roof deck systems | Construction Costs (CC) | Structure | Frames and slabs (above top of ground floor slabs) |  | 2 | 03 | 030 | 000 | 2.03.030
Ss_30_12_85_18 | 30 | 12 | 85 | 18 | Concrete floor or roof deck systems | Renewal Costs (RC) | Structure | Frames and slabs (above top of ground floor slabs) |  | 3 | 03 | 030 | 000 | 3.03.030
Ss_30_12_85_18 | 30 | 12 | 85 | 18 | Concrete floor or roof deck systems | Maintenance Costs (MC) | Structure | Frames and slabs (above top of ground floor slabs) |  | 5 | 03 | 030 | 000 | 5.03.030
Ss_30_12_85_30 | 30 | 12 | 85 | 30 | Glazed unit floor or roof deck systems | Construction Costs (CC) | Structure | Frames and slabs (above top of ground floor slabs) |  | 2 | 03 | 030 | 000 | 2.03.030
Ss_30_12_85_30 | 30 | 12 | 85 | 30 | Glazed unit floor or roof deck systems | Renewal Costs (RC) | Structure | Frames and slabs (above top of ground floor slabs) |  | 3 | 03 | 030 | 000 | 3.03.030
Ss_30_12_85_30 | 30 | 12 | 85 | 30 | Glazed unit floor or roof deck systems | Maintenance Costs (MC) | Structure | Frames and slabs (above top of ground floor slabs) |  | 5 | 03 | 030 | 000 | 5.03.030
Ss_30_12_85_40 | 30 | 12 | 85 | 40 | Heavy steel floor, roof or balcony deck systems | Construction Costs (CC) | Structure | Frames and slabs (above top of ground floor slabs) |  | 2 | 03 | 030 | 000 | 2.03.030
Ss_30_12_85_40 | 30 | 12 | 85 | 40 | Heavy steel floor, roof or balcony deck systems | Renewal Costs (RC) | Structure | Frames and slabs (above top of ground floor slabs) |  | 3 | 03 | 030 | 000 | 3.03.030
Ss_30_12_85_40 | 30 | 12 | 85 | 40 | Heavy steel floor, roof or balcony deck systems | Maintenance Costs (MC) | Structure | Frames and slabs (above top of ground floor slabs) |  | 5 | 03 | 030 | 000 | 5.03.030
Ss_30_12_85_50 | 30 | 12 | 85 | 50 | Light steel floor, roof or balcony deck systems | Construction Costs (CC) | Structure | Frames and slabs (above top of ground floor slabs) |  | 2 | 03 | 030 | 000 | 2.03.030
Ss_30_12_85_50 | 30 | 12 | 85 | 50 | Light steel floor, roof or balcony deck systems | Renewal Costs (RC) | Structure | Frames and slabs (above top of ground floor slabs) |  | 3 | 03 | 030 | 000 | 3.03.030
Ss_30_12_85_50 | 30 | 12 | 85 | 50 | Light steel floor, roof or balcony deck systems | Maintenance Costs (MC) | Structure | Frames and slabs (above top of ground floor slabs) |  | 5 | 03 | 030 | 000 | 5.03.030
Ss_30_12_85_65 | 30 | 12 | 85 | 65 | Post tensioned concrete floor or roof deck systems | Construction Costs (CC) | Structure | Frames and slabs (above top of ground floor slabs) |  | 2 | 03 | 030 | 000 | 2.03.030
Ss_30_12_85_65 | 30 | 12 | 85 | 65 | Post tensioned concrete floor or roof deck systems | Renewal Costs (RC) | Structure | Frames and slabs (above top of ground floor slabs) |  | 3 | 03 | 030 | 000 | 3.03.030
Ss_30_12_85_65 | 30 | 12 | 85 | 65 | Post tensioned concrete floor or roof deck systems | Maintenance Costs (MC) | Structure | Frames and slabs (above top of ground floor slabs) |  | 5 | 03 | 030 | 000 | 5.03.030
Ss_30_12_85_70 | 30 | 12 | 85 | 70 | Reinforced concrete floor, roof or balcony deck systems | Construction Costs (CC) | Structure | Frames and slabs (above top of ground floor slabs) |  | 2 | 03 | 030 | 000 | 2.03.030
Ss_30_12_85_70 | 30 | 12 | 85 | 70 | Reinforced concrete floor, roof or balcony deck systems | Renewal Costs (RC) | Structure | Frames and slabs (above top of ground floor slabs) |  | 3 | 03 | 030 | 000 | 3.03.030
Ss_30_12_85_70 | 30 | 12 | 85 | 70 | Reinforced concrete floor, roof or balcony deck systems | Maintenance Costs (MC) | Structure | Frames and slabs (above top of ground floor slabs) |  | 5 | 03 | 030 | 000 | 5.03.030
Ss_30_12_85_90 | 30 | 12 | 85 | 90 | Timber floor, roof or balcony deck systems | Construction Costs (CC) | Structure | Frames and slabs (above top of ground floor slabs) |  | 2 | 03 | 030 | 000 | 2.03.030
Ss_30_12_85_90 | 30 | 12 | 85 | 90 | Timber floor, roof or balcony deck systems | Renewal Costs (RC) | Structure | Frames and slabs (above top of ground floor slabs) |  | 3 | 03 | 030 | 000 | 3.03.030
Ss_30_12_85_90 | 30 | 12 | 85 | 90 | Timber floor, roof or balcony deck systems | Maintenance Costs (MC) | Structure | Frames and slabs (above top of ground floor slabs) |  | 5 | 03 | 030 | 000 | 5.03.030
Ss_30_14 | 30 | 14 |  |  | Paving systems - See civil | Construction Costs (CC) | Architectural works ¦ Non-structural works | Roof finishes, skylights and landscaping (including waterproofing and insulation) |  | 2 | 04 | 030 | 000 | 2.04.030
Ss_30_14 | 30 | 14 |  |  | Paving systems - See civil | Renewal Costs (RC) | Architectural works ¦ Non-structural works | Roof finishes, skylights and landscaping (including waterproofing and insulation) |  | 3 | 04 | 030 | 000 | 3.04.030
Ss_30_14 | 30 | 14 |  |  | Paving systems - See civil | Maintenance Costs (MC) | Architectural works ¦ Non-structural works | Roof finishes, skylights and landscaping (including waterproofing and insulation) |  | 5 | 04 | 030 | 000 | 5.04.030
Ss_30_14_02 | 30 | 14 | 02 |  | Acrylic and resin bound aggregate paving systems | Construction Costs (CC) | External and ancillary works | Roads and paving |  | 2 | 07 | 040 | 000 | 2.07.040
Ss_30_14_02 | 30 | 14 | 02 |  | Acrylic and resin bound aggregate paving systems | Renewal Costs (RC) | External and ancillary works | Roads and paving |  | 3 | 07 | 040 | 000 | 3.07.040
Ss_30_14_02 | 30 | 14 | 02 |  | Acrylic and resin bound aggregate paving systems | Maintenance Costs (MC) | External and ancillary works | Roads and paving |  | 5 | 07 | 040 | 000 | 5.07.040
Ss_30_14_02_30 | 30 | 14 | 02 | 30 | Fibre-reinforced resin-bound aggregate overlay systems | Construction Costs (CC) | External and ancillary works | Roads and paving |  | 2 | 07 | 040 | 000 | 2.07.040
Ss_30_14_02_30 | 30 | 14 | 02 | 30 | Fibre-reinforced resin-bound aggregate overlay systems | Renewal Costs (RC) | External and ancillary works | Roads and paving |  | 3 | 07 | 040 | 000 | 3.07.040
Ss_30_14_02_30 | 30 | 14 | 02 | 30 | Fibre-reinforced resin-bound aggregate overlay systems | Maintenance Costs (MC) | External and ancillary works | Roads and paving |  | 5 | 07 | 040 | 000 | 5.07.040
Ss_30_14_02_41 | 30 | 14 | 02 | 41 | Impact absorbing synthetic play and sport paving systems | Construction Costs (CC) | External and ancillary works | Roads and paving |  | 2 | 07 | 040 | 000 | 2.07.040
Ss_30_14_02_41 | 30 | 14 | 02 | 41 | Impact absorbing synthetic play and sport paving systems | Renewal Costs (RC) | External and ancillary works | Roads and paving |  | 3 | 07 | 040 | 000 | 3.07.040
Ss_30_14_02_41 | 30 | 14 | 02 | 41 | Impact absorbing synthetic play and sport paving systems | Maintenance Costs (MC) | External and ancillary works | Roads and paving |  | 5 | 07 | 040 | 000 | 5.07.040
Ss_30_14_02_42 | 30 | 14 | 02 | 42 | Impervious acrylic coated sports paving systems | Construction Costs (CC) | External and ancillary works | Roads and paving |  | 2 | 07 | 040 | 000 | 2.07.040
Ss_30_14_02_42 | 30 | 14 | 02 | 42 | Impervious acrylic coated sports paving systems | Renewal Costs (RC) | External and ancillary works | Roads and paving |  | 3 | 07 | 040 | 000 | 3.07.040
Ss_30_14_02_42 | 30 | 14 | 02 | 42 | Impervious acrylic coated sports paving systems | Maintenance Costs (MC) | External and ancillary works | Roads and paving |  | 5 | 07 | 040 | 000 | 5.07.040
Ss_30_14_02_70 | 30 | 14 | 02 | 70 | Resin-bonded aggregate paving systems | Construction Costs (CC) | External and ancillary works | Roads and paving |  | 2 | 07 | 040 | 000 | 2.07.040
Ss_30_14_02_70 | 30 | 14 | 02 | 70 | Resin-bonded aggregate paving systems | Renewal Costs (RC) | External and ancillary works | Roads and paving |  | 3 | 07 | 040 | 000 | 3.07.040
Ss_30_14_02_70 | 30 | 14 | 02 | 70 | Resin-bonded aggregate paving systems | Maintenance Costs (MC) | External and ancillary works | Roads and paving |  | 5 | 07 | 040 | 000 | 5.07.040
Ss_30_14_02_71 | 30 | 14 | 02 | 71 | Resin-bound aggregate light duty paving systems | Construction Costs (CC) | External and ancillary works | Roads and paving |  | 2 | 07 | 040 | 000 | 2.07.040
Ss_30_14_02_71 | 30 | 14 | 02 | 71 | Resin-bound aggregate light duty paving systems | Renewal Costs (RC) | External and ancillary works | Roads and paving |  | 3 | 07 | 040 | 000 | 3.07.040
Ss_30_14_02_71 | 30 | 14 | 02 | 71 | Resin-bound aggregate light duty paving systems | Maintenance Costs (MC) | External and ancillary works | Roads and paving |  | 5 | 07 | 040 | 000 | 5.07.040
Ss_30_14_02_72 | 30 | 14 | 02 | 72 | Resin-bound aggregate heavy duty paving systems | Construction Costs (CC) | External and ancillary works | Roads and paving |  | 2 | 07 | 040 | 000 | 2.07.040
Ss_30_14_02_72 | 30 | 14 | 02 | 72 | Resin-bound aggregate heavy duty paving systems | Renewal Costs (RC) | External and ancillary works | Roads and paving |  | 3 | 07 | 040 | 000 | 3.07.040
Ss_30_14_02_72 | 30 | 14 | 02 | 72 | Resin-bound aggregate heavy duty paving systems | Maintenance Costs (MC) | External and ancillary works | Roads and paving |  | 5 | 07 | 040 | 000 | 5.07.040
Ss_30_14_02_73 | 30 | 14 | 02 | 73 | Resin-bound aggregate overlay systems | Construction Costs (CC) | External and ancillary works | Roads and paving |  | 2 | 07 | 040 | 000 | 2.07.040
Ss_30_14_02_73 | 30 | 14 | 02 | 73 | Resin-bound aggregate overlay systems | Renewal Costs (RC) | External and ancillary works | Roads and paving |  | 3 | 07 | 040 | 000 | 3.07.040
Ss_30_14_02_73 | 30 | 14 | 02 | 73 | Resin-bound aggregate overlay systems | Maintenance Costs (MC) | External and ancillary works | Roads and paving |  | 5 | 07 | 040 | 000 | 5.07.040
Ss_30_14_02_74 | 30 | 14 | 02 | 74 | Resin-bound stone aggregate sports paving systems | Construction Costs (CC) | External and ancillary works | Roads and paving |  | 2 | 07 | 040 | 000 | 2.07.040
Ss_30_14_02_74 | 30 | 14 | 02 | 74 | Resin-bound stone aggregate sports paving systems | Renewal Costs (RC) | External and ancillary works | Roads and paving |  | 3 | 07 | 040 | 000 | 3.07.040
Ss_30_14_02_74 | 30 | 14 | 02 | 74 | Resin-bound stone aggregate sports paving systems | Maintenance Costs (MC) | External and ancillary works | Roads and paving |  | 5 | 07 | 040 | 000 | 5.07.040
Ss_30_14_02_85 | 30 | 14 | 02 | 85 | Synthetic play surfacing systems | Construction Costs (CC) | External and ancillary works | Roads and paving |  | 2 | 07 | 040 | 000 | 2.07.040
Ss_30_14_02_85 | 30 | 14 | 02 | 85 | Synthetic play surfacing systems | Renewal Costs (RC) | External and ancillary works | Roads and paving |  | 3 | 07 | 040 | 000 | 3.07.040
Ss_30_14_02_85 | 30 | 14 | 02 | 85 | Synthetic play surfacing systems | Maintenance Costs (MC) | External and ancillary works | Roads and paving |  | 5 | 07 | 040 | 000 | 5.07.040
Ss_30_14_05 | 30 | 14 | 05 |  | Asphalt road and paving systems | Construction Costs (CC) | External and ancillary works | Roads and paving |  | 2 | 07 | 040 | 000 | 2.07.040
Ss_30_14_05 | 30 | 14 | 05 |  | Asphalt road and paving systems | Renewal Costs (RC) | External and ancillary works | Roads and paving |  | 3 | 07 | 040 | 000 | 3.07.040
Ss_30_14_05 | 30 | 14 | 05 |  | Asphalt road and paving systems | Maintenance Costs (MC) | External and ancillary works | Roads and paving |  | 5 | 07 | 040 | 000 | 5.07.040
Ss_30_14_05_05 | 30 | 14 | 05 | 05 | Asphalt concrete light duty paving systems | Construction Costs (CC) | External and ancillary works | Roads and paving |  | 2 | 07 | 040 | 000 | 2.07.040
Ss_30_14_05_05 | 30 | 14 | 05 | 05 | Asphalt concrete light duty paving systems | Renewal Costs (RC) | External and ancillary works | Roads and paving |  | 3 | 07 | 040 | 000 | 3.07.040
Ss_30_14_05_05 | 30 | 14 | 05 | 05 | Asphalt concrete light duty paving systems | Maintenance Costs (MC) | External and ancillary works | Roads and paving |  | 5 | 07 | 040 | 000 | 5.07.040
Ss_30_14_05_06 | 30 | 14 | 05 | 06 | Asphalt concrete paving systems | Construction Costs (CC) | External and ancillary works | Roads and paving |  | 2 | 07 | 040 | 000 | 2.07.040
Ss_30_14_05_06 | 30 | 14 | 05 | 06 | Asphalt concrete paving systems | Renewal Costs (RC) | External and ancillary works | Roads and paving |  | 3 | 07 | 040 | 000 | 3.07.040
Ss_30_14_05_06 | 30 | 14 | 05 | 06 | Asphalt concrete paving systems | Maintenance Costs (MC) | External and ancillary works | Roads and paving |  | 5 | 07 | 040 | 000 | 5.07.040
Ss_30_14_05_07 | 30 | 14 | 05 | 07 | Asphalt concrete runway paving systems | Construction Costs (CC) | External and ancillary works | Roads and paving |  | 2 | 07 | 040 | 000 | 2.07.040
Ss_30_14_05_07 | 30 | 14 | 05 | 07 | Asphalt concrete runway paving systems | Renewal Costs (RC) | External and ancillary works | Roads and paving |  | 3 | 07 | 040 | 000 | 3.07.040
Ss_30_14_05_07 | 30 | 14 | 05 | 07 | Asphalt concrete runway paving systems | Maintenance Costs (MC) | External and ancillary works | Roads and paving |  | 5 | 07 | 040 | 000 | 5.07.040
Ss_30_14_05_08 | 30 | 14 | 05 | 08 | Asphalt concrete surface overlay systems | Construction Costs (CC) | External and ancillary works | Roads and paving |  | 2 | 07 | 040 | 000 | 2.07.040
Ss_30_14_05_08 | 30 | 14 | 05 | 08 | Asphalt concrete surface overlay systems | Renewal Costs (RC) | External and ancillary works | Roads and paving |  | 3 | 07 | 040 | 000 | 3.07.040
Ss_30_14_05_08 | 30 | 14 | 05 | 08 | Asphalt concrete surface overlay systems | Maintenance Costs (MC) | External and ancillary works | Roads and paving |  | 5 | 07 | 040 | 000 | 5.07.040
Ss_30_14_05_35 | 30 | 14 | 05 | 35 | Hot rolled asphalt paving systems | Construction Costs (CC) | External and ancillary works | Roads and paving |  | 2 | 07 | 040 | 000 | 2.07.040
Ss_30_14_05_35 | 30 | 14 | 05 | 35 | Hot rolled asphalt paving systems | Renewal Costs (RC) | External and ancillary works | Roads and paving |  | 3 | 07 | 040 | 000 | 3.07.040
Ss_30_14_05_35 | 30 | 14 | 05 | 35 | Hot rolled asphalt paving systems | Maintenance Costs (MC) | External and ancillary works | Roads and paving |  | 5 | 07 | 040 | 000 | 5.07.040
Ss_30_14_05_36 | 30 | 14 | 05 | 36 | Hot rolled asphalt runway paving systems | Construction Costs (CC) | External and ancillary works | Roads and paving |  | 2 | 07 | 040 | 000 | 2.07.040
Ss_30_14_05_36 | 30 | 14 | 05 | 36 | Hot rolled asphalt runway paving systems | Renewal Costs (RC) | External and ancillary works | Roads and paving |  | 3 | 07 | 040 | 000 | 3.07.040
Ss_30_14_05_36 | 30 | 14 | 05 | 36 | Hot rolled asphalt runway paving systems | Maintenance Costs (MC) | External and ancillary works | Roads and paving |  | 5 | 07 | 040 | 000 | 5.07.040
Ss_30_14_05_40 | 30 | 14 | 05 | 40 | Hot rolled asphalt sports paving systems | Construction Costs (CC) | External and ancillary works | Roads and paving |  | 2 | 07 | 040 | 000 | 2.07.040
Ss_30_14_05_40 | 30 | 14 | 05 | 40 | Hot rolled asphalt sports paving systems | Renewal Costs (RC) | External and ancillary works | Roads and paving |  | 3 | 07 | 040 | 000 | 3.07.040
Ss_30_14_05_40 | 30 | 14 | 05 | 40 | Hot rolled asphalt sports paving systems | Maintenance Costs (MC) | External and ancillary works | Roads and paving |  | 5 | 07 | 040 | 000 | 5.07.040
Ss_30_14_05_50 | 30 | 14 | 05 | 50 | Mastic asphalt pedestrian paving systems | Construction Costs (CC) | External and ancillary works | Roads and paving |  | 2 | 07 | 040 | 000 | 2.07.040
Ss_30_14_05_50 | 30 | 14 | 05 | 50 | Mastic asphalt pedestrian paving systems | Renewal Costs (RC) | External and ancillary works | Roads and paving |  | 3 | 07 | 040 | 000 | 3.07.040
Ss_30_14_05_50 | 30 | 14 | 05 | 50 | Mastic asphalt pedestrian paving systems | Maintenance Costs (MC) | External and ancillary works | Roads and paving |  | 5 | 07 | 040 | 000 | 5.07.040
Ss_30_14_05_65 | 30 | 14 | 05 | 65 | Porous asphalt concrete paving systems | Construction Costs (CC) | External and ancillary works | Roads and paving |  | 2 | 07 | 040 | 000 | 2.07.040
Ss_30_14_05_65 | 30 | 14 | 05 | 65 | Porous asphalt concrete paving systems | Renewal Costs (RC) | External and ancillary works | Roads and paving |  | 3 | 07 | 040 | 000 | 3.07.040
Ss_30_14_05_65 | 30 | 14 | 05 | 65 | Porous asphalt concrete paving systems | Maintenance Costs (MC) | External and ancillary works | Roads and paving |  | 5 | 07 | 040 | 000 | 5.07.040
Ss_30_14_05_70 | 30 | 14 | 05 | 70 | Porous asphalt concrete sports paving systems | Construction Costs (CC) | External and ancillary works | Roads and paving |  | 2 | 07 | 040 | 000 | 2.07.040
Ss_30_14_05_70 | 30 | 14 | 05 | 70 | Porous asphalt concrete sports paving systems | Renewal Costs (RC) | External and ancillary works | Roads and paving |  | 3 | 07 | 040 | 000 | 3.07.040
Ss_30_14_05_70 | 30 | 14 | 05 | 70 | Porous asphalt concrete sports paving systems | Maintenance Costs (MC) | External and ancillary works | Roads and paving |  | 5 | 07 | 040 | 000 | 5.07.040
Ss_30_14_05_75 | 30 | 14 | 05 | 75 | Stone mastic asphalt paving systems | Construction Costs (CC) | External and ancillary works | Roads and paving |  | 2 | 07 | 040 | 000 | 2.07.040
Ss_30_14_05_75 | 30 | 14 | 05 | 75 | Stone mastic asphalt paving systems | Renewal Costs (RC) | External and ancillary works | Roads and paving |  | 3 | 07 | 040 | 000 | 3.07.040
Ss_30_14_05_75 | 30 | 14 | 05 | 75 | Stone mastic asphalt paving systems | Maintenance Costs (MC) | External and ancillary works | Roads and paving |  | 5 | 07 | 040 | 000 | 5.07.040
Ss_30_14_15 | 30 | 14 | 15 |  | Concrete road and paving systems | Construction Costs (CC) | External and ancillary works | Roads and paving |  | 2 | 07 | 040 | 000 | 2.07.040
Ss_30_14_15 | 30 | 14 | 15 |  | Concrete road and paving systems | Renewal Costs (RC) | External and ancillary works | Roads and paving |  | 3 | 07 | 040 | 000 | 3.07.040
Ss_30_14_15 | 30 | 14 | 15 |  | Concrete road and paving systems | Maintenance Costs (MC) | External and ancillary works | Roads and paving |  | 5 | 07 | 040 | 000 | 5.07.040
Ss_30_14_15_14 | 30 | 14 | 15 | 14 | Concrete grass-filled paving systems | Construction Costs (CC) | External and ancillary works | Roads and paving |  | 2 | 07 | 040 | 000 | 2.07.040
Ss_30_14_15_14 | 30 | 14 | 15 | 14 | Concrete grass-filled paving systems | Renewal Costs (RC) | External and ancillary works | Roads and paving |  | 3 | 07 | 040 | 000 | 3.07.040
Ss_30_14_15_14 | 30 | 14 | 15 | 14 | Concrete grass-filled paving systems | Maintenance Costs (MC) | External and ancillary works | Roads and paving |  | 5 | 07 | 040 | 000 | 5.07.040
Ss_30_14_15_16 | 30 | 14 | 15 | 16 | Concrete paving systems | Construction Costs (CC) | External and ancillary works | Roads and paving |  | 2 | 07 | 040 | 000 | 2.07.040
Ss_30_14_15_16 | 30 | 14 | 15 | 16 | Concrete paving systems | Renewal Costs (RC) | External and ancillary works | Roads and paving |  | 3 | 07 | 040 | 000 | 3.07.040
Ss_30_14_15_16 | 30 | 14 | 15 | 16 | Concrete paving systems | Maintenance Costs (MC) | External and ancillary works | Roads and paving |  | 5 | 07 | 040 | 000 | 5.07.040
Ss_30_14_15_17 | 30 | 14 | 15 | 17 | Concrete porous paving systems | Construction Costs (CC) | External and ancillary works | Roads and paving |  | 2 | 07 | 040 | 000 | 2.07.040
Ss_30_14_15_17 | 30 | 14 | 15 | 17 | Concrete porous paving systems | Renewal Costs (RC) | External and ancillary works | Roads and paving |  | 3 | 07 | 040 | 000 | 3.07.040
Ss_30_14_15_17 | 30 | 14 | 15 | 17 | Concrete porous paving systems | Maintenance Costs (MC) | External and ancillary works | Roads and paving |  | 5 | 07 | 040 | 000 | 5.07.040
Ss_30_14_15_18 | 30 | 14 | 15 | 18 | Concrete runway paving systems | Construction Costs (CC) | External and ancillary works | Roads and paving |  | 2 | 07 | 040 | 000 | 2.07.040
Ss_30_14_15_18 | 30 | 14 | 15 | 18 | Concrete runway paving systems | Renewal Costs (RC) | External and ancillary works | Roads and paving |  | 3 | 07 | 040 | 000 | 3.07.040
Ss_30_14_15_18 | 30 | 14 | 15 | 18 | Concrete runway paving systems | Maintenance Costs (MC) | External and ancillary works | Roads and paving |  | 5 | 07 | 040 | 000 | 5.07.040
Ss_30_14_50 | 30 | 14 | 50 |  | Mat and sheet paving systems | Construction Costs (CC) | External and ancillary works | Roads and paving |  | 2 | 07 | 040 | 000 | 2.07.040
Ss_30_14_50 | 30 | 14 | 50 |  | Mat and sheet paving systems | Renewal Costs (RC) | External and ancillary works | Roads and paving |  | 3 | 07 | 040 | 000 | 3.07.040
Ss_30_14_50 | 30 | 14 | 50 |  | Mat and sheet paving systems | Maintenance Costs (MC) | External and ancillary works | Roads and paving |  | 5 | 07 | 040 | 000 | 5.07.040
Ss_30_14_50_25 | 30 | 14 | 50 | 25 | Dry ski slope synthetic matting systems | Construction Costs (CC) | External and ancillary works | Roads and paving |  | 2 | 07 | 040 | 000 | 2.07.040
Ss_30_14_50_25 | 30 | 14 | 50 | 25 | Dry ski slope synthetic matting systems | Renewal Costs (RC) | External and ancillary works | Roads and paving |  | 3 | 07 | 040 | 000 | 3.07.040
Ss_30_14_50_25 | 30 | 14 | 50 | 25 | Dry ski slope synthetic matting systems | Maintenance Costs (MC) | External and ancillary works | Roads and paving |  | 5 | 07 | 040 | 000 | 5.07.040
Ss_30_14_50_65 | 30 | 14 | 50 | 65 | Polymeric sports paving systems | Construction Costs (CC) | External and ancillary works | Roads and paving |  | 2 | 07 | 040 | 000 | 2.07.040
Ss_30_14_50_65 | 30 | 14 | 50 | 65 | Polymeric sports paving systems | Renewal Costs (RC) | External and ancillary works | Roads and paving |  | 3 | 07 | 040 | 000 | 3.07.040
Ss_30_14_50_65 | 30 | 14 | 50 | 65 | Polymeric sports paving systems | Maintenance Costs (MC) | External and ancillary works | Roads and paving |  | 5 | 07 | 040 | 000 | 5.07.040
Ss_30_14_50_80 | 30 | 14 | 50 | 80 | Synthetic grass surfacing systems | Construction Costs (CC) | External and ancillary works | Roads and paving |  | 2 | 07 | 040 | 000 | 2.07.040
Ss_30_14_50_80 | 30 | 14 | 50 | 80 | Synthetic grass surfacing systems | Renewal Costs (RC) | External and ancillary works | Roads and paving |  | 3 | 07 | 040 | 000 | 3.07.040
Ss_30_14_50_80 | 30 | 14 | 50 | 80 | Synthetic grass surfacing systems | Maintenance Costs (MC) | External and ancillary works | Roads and paving |  | 5 | 07 | 040 | 000 | 5.07.040
Ss_30_14_80 | 30 | 14 | 80 |  | Unbound aggregate paving systems | Construction Costs (CC) | External and ancillary works | Roads and paving |  | 2 | 07 | 040 | 000 | 2.07.040
Ss_30_14_80 | 30 | 14 | 80 |  | Unbound aggregate paving systems | Renewal Costs (RC) | External and ancillary works | Roads and paving |  | 3 | 07 | 040 | 000 | 3.07.040
Ss_30_14_80 | 30 | 14 | 80 |  | Unbound aggregate paving systems | Maintenance Costs (MC) | External and ancillary works | Roads and paving |  | 5 | 07 | 040 | 000 | 5.07.040
Ss_30_14_80_30 | 30 | 14 | 80 | 30 | Fast dry clay sports paving systems | Construction Costs (CC) | External and ancillary works | Roads and paving |  | 2 | 07 | 040 | 000 | 2.07.040
Ss_30_14_80_30 | 30 | 14 | 80 | 30 | Fast dry clay sports paving systems | Renewal Costs (RC) | External and ancillary works | Roads and paving |  | 3 | 07 | 040 | 000 | 3.07.040
Ss_30_14_80_30 | 30 | 14 | 80 | 30 | Fast dry clay sports paving systems | Maintenance Costs (MC) | External and ancillary works | Roads and paving |  | 5 | 07 | 040 | 000 | 5.07.040
Ss_30_14_80_37 | 30 | 14 | 80 | 37 | Hoggin paving systems | Construction Costs (CC) | External and ancillary works | Roads and paving |  | 2 | 07 | 040 | 000 | 2.07.040
Ss_30_14_80_37 | 30 | 14 | 80 | 37 | Hoggin paving systems | Renewal Costs (RC) | External and ancillary works | Roads and paving |  | 3 | 07 | 040 | 000 | 3.07.040
Ss_30_14_80_37 | 30 | 14 | 80 | 37 | Hoggin paving systems | Maintenance Costs (MC) | External and ancillary works | Roads and paving |  | 5 | 07 | 040 | 000 | 5.07.040
Ss_30_14_80_40 | 30 | 14 | 80 | 40 | Hard binding gravel paving systems | Construction Costs (CC) | External and ancillary works | Roads and paving |  | 2 | 07 | 040 | 000 | 2.07.040
Ss_30_14_80_40 | 30 | 14 | 80 | 40 | Hard binding gravel paving systems | Renewal Costs (RC) | External and ancillary works | Roads and paving |  | 3 | 07 | 040 | 000 | 3.07.040
Ss_30_14_80_40 | 30 | 14 | 80 | 40 | Hard binding gravel paving systems | Maintenance Costs (MC) | External and ancillary works | Roads and paving |  | 5 | 07 | 040 | 000 | 5.07.040
Ss_30_14_80_45 | 30 | 14 | 80 | 45 | Loose laid aggregate paving systems | Construction Costs (CC) | External and ancillary works | Roads and paving |  | 2 | 07 | 040 | 000 | 2.07.040
Ss_30_14_80_45 | 30 | 14 | 80 | 45 | Loose laid aggregate paving systems | Renewal Costs (RC) | External and ancillary works | Roads and paving |  | 3 | 07 | 040 | 000 | 3.07.040
Ss_30_14_80_45 | 30 | 14 | 80 | 45 | Loose laid aggregate paving systems | Maintenance Costs (MC) | External and ancillary works | Roads and paving |  | 5 | 07 | 040 | 000 | 5.07.040
Ss_30_14_80_47 | 30 | 14 | 80 | 47 | Loose aggregate overlay systems | Construction Costs (CC) | External and ancillary works | Roads and paving |  | 2 | 07 | 040 | 000 | 2.07.040
Ss_30_14_80_47 | 30 | 14 | 80 | 47 | Loose aggregate overlay systems | Renewal Costs (RC) | External and ancillary works | Roads and paving |  | 3 | 07 | 040 | 000 | 3.07.040
Ss_30_14_80_47 | 30 | 14 | 80 | 47 | Loose aggregate overlay systems | Maintenance Costs (MC) | External and ancillary works | Roads and paving |  | 5 | 07 | 040 | 000 | 5.07.040
Ss_30_14_80_48 | 30 | 14 | 80 | 48 | Loose gravel paving systems | Construction Costs (CC) | External and ancillary works | Roads and paving |  | 2 | 07 | 040 | 000 | 2.07.040
Ss_30_14_80_48 | 30 | 14 | 80 | 48 | Loose gravel paving systems | Renewal Costs (RC) | External and ancillary works | Roads and paving |  | 3 | 07 | 040 | 000 | 3.07.040
Ss_30_14_80_48 | 30 | 14 | 80 | 48 | Loose gravel paving systems | Maintenance Costs (MC) | External and ancillary works | Roads and paving |  | 5 | 07 | 040 | 000 | 5.07.040
Ss_30_14_80_75 | 30 | 14 | 80 | 75 | Sand play surfacing systems | Construction Costs (CC) | External and ancillary works | Roads and paving |  | 2 | 07 | 040 | 000 | 2.07.040
Ss_30_14_80_75 | 30 | 14 | 80 | 75 | Sand play surfacing systems | Renewal Costs (RC) | External and ancillary works | Roads and paving |  | 3 | 07 | 040 | 000 | 3.07.040
Ss_30_14_80_75 | 30 | 14 | 80 | 75 | Sand play surfacing systems | Maintenance Costs (MC) | External and ancillary works | Roads and paving |  | 5 | 07 | 040 | 000 | 5.07.040
Ss_30_14_80_80 | 30 | 14 | 80 | 80 | Slurry surfacing overlay systems | Construction Costs (CC) | External and ancillary works | Roads and paving |  | 2 | 07 | 040 | 000 | 2.07.040
Ss_30_14_80_80 | 30 | 14 | 80 | 80 | Slurry surfacing overlay systems | Renewal Costs (RC) | External and ancillary works | Roads and paving |  | 3 | 07 | 040 | 000 | 3.07.040
Ss_30_14_80_80 | 30 | 14 | 80 | 80 | Slurry surfacing overlay systems | Maintenance Costs (MC) | External and ancillary works | Roads and paving |  | 5 | 07 | 040 | 000 | 5.07.040
Ss_30_14_80_90 | 30 | 14 | 80 | 90 | Unbound aggregate cycle paving systems | Construction Costs (CC) | External and ancillary works | Roads and paving |  | 2 | 07 | 040 | 000 | 2.07.040
Ss_30_14_80_90 | 30 | 14 | 80 | 90 | Unbound aggregate cycle paving systems | Renewal Costs (RC) | External and ancillary works | Roads and paving |  | 3 | 07 | 040 | 000 | 3.07.040
Ss_30_14_80_90 | 30 | 14 | 80 | 90 | Unbound aggregate cycle paving systems | Maintenance Costs (MC) | External and ancillary works | Roads and paving |  | 5 | 07 | 040 | 000 | 5.07.040
Ss_30_14_80_95 | 30 | 14 | 80 | 95 | Woodchip and stone trim trail paving systems | Construction Costs (CC) | External and ancillary works | Roads and paving |  | 2 | 07 | 040 | 000 | 2.07.040
Ss_30_14_80_95 | 30 | 14 | 80 | 95 | Woodchip and stone trim trail paving systems | Renewal Costs (RC) | External and ancillary works | Roads and paving |  | 3 | 07 | 040 | 000 | 3.07.040
Ss_30_14_80_95 | 30 | 14 | 80 | 95 | Woodchip and stone trim trail paving systems | Maintenance Costs (MC) | External and ancillary works | Roads and paving |  | 5 | 07 | 040 | 000 | 5.07.040
Ss_30_14_80_98 | 30 | 14 | 80 | 98 | Woodchip and woodfibre surface paving systems | Construction Costs (CC) | External and ancillary works | Roads and paving |  | 2 | 07 | 040 | 000 | 2.07.040
Ss_30_14_80_98 | 30 | 14 | 80 | 98 | Woodchip and woodfibre surface paving systems | Renewal Costs (RC) | External and ancillary works | Roads and paving |  | 3 | 07 | 040 | 000 | 3.07.040
Ss_30_14_80_98 | 30 | 14 | 80 | 98 | Woodchip and woodfibre surface paving systems | Maintenance Costs (MC) | External and ancillary works | Roads and paving |  | 5 | 07 | 040 | 000 | 5.07.040
Ss_30_14_90 | 30 | 14 | 90 |  | Unit paving systems | Construction Costs (CC) | External and ancillary works | Roads and paving |  | 2 | 07 | 040 | 000 | 2.07.040
Ss_30_14_90 | 30 | 14 | 90 |  | Unit paving systems | Renewal Costs (RC) | External and ancillary works | Roads and paving |  | 3 | 07 | 040 | 000 | 3.07.040
Ss_30_14_90 | 30 | 14 | 90 |  | Unit paving systems | Maintenance Costs (MC) | External and ancillary works | Roads and paving |  | 5 | 07 | 040 | 000 | 5.07.040
Ss_30_14_90_11 | 30 | 14 | 90 | 11 | Cellular plastics grass-filled paving systems | Construction Costs (CC) | External and ancillary works | Roads and paving |  | 2 | 07 | 040 | 000 | 2.07.040
Ss_30_14_90_11 | 30 | 14 | 90 | 11 | Cellular plastics grass-filled paving systems | Renewal Costs (RC) | External and ancillary works | Roads and paving |  | 3 | 07 | 040 | 000 | 3.07.040
Ss_30_14_90_11 | 30 | 14 | 90 | 11 | Cellular plastics grass-filled paving systems | Maintenance Costs (MC) | External and ancillary works | Roads and paving |  | 5 | 07 | 040 | 000 | 5.07.040
Ss_30_14_90_12 | 30 | 14 | 90 | 12 | Cellular plastics gravel-filled paving systems | Construction Costs (CC) | External and ancillary works | Roads and paving |  | 2 | 07 | 040 | 000 | 2.07.040
Ss_30_14_90_12 | 30 | 14 | 90 | 12 | Cellular plastics gravel-filled paving systems | Renewal Costs (RC) | External and ancillary works | Roads and paving |  | 3 | 07 | 040 | 000 | 3.07.040
Ss_30_14_90_12 | 30 | 14 | 90 | 12 | Cellular plastics gravel-filled paving systems | Maintenance Costs (MC) | External and ancillary works | Roads and paving |  | 5 | 07 | 040 | 000 | 5.07.040
Ss_30_14_90_30 | 30 | 14 | 90 | 30 | Flag and slab bound paving systems | Construction Costs (CC) | External and ancillary works | Roads and paving |  | 2 | 07 | 040 | 000 | 2.07.040
Ss_30_14_90_30 | 30 | 14 | 90 | 30 | Flag and slab bound paving systems | Renewal Costs (RC) | External and ancillary works | Roads and paving |  | 3 | 07 | 040 | 000 | 3.07.040
Ss_30_14_90_30 | 30 | 14 | 90 | 30 | Flag and slab bound paving systems | Maintenance Costs (MC) | External and ancillary works | Roads and paving |  | 5 | 07 | 040 | 000 | 5.07.040
Ss_30_14_90_32 | 30 | 14 | 90 | 32 | Flag and slab paving overlay systems | Construction Costs (CC) | External and ancillary works | Roads and paving |  | 2 | 07 | 040 | 000 | 2.07.040
Ss_30_14_90_32 | 30 | 14 | 90 | 32 | Flag and slab paving overlay systems | Renewal Costs (RC) | External and ancillary works | Roads and paving |  | 3 | 07 | 040 | 000 | 3.07.040
Ss_30_14_90_32 | 30 | 14 | 90 | 32 | Flag and slab paving overlay systems | Maintenance Costs (MC) | External and ancillary works | Roads and paving |  | 5 | 07 | 040 | 000 | 5.07.040
Ss_30_14_90_34 | 30 | 14 | 90 | 34 | Flag and slab pedestal-supported paving systems | Construction Costs (CC) | External and ancillary works | Roads and paving |  | 2 | 07 | 040 | 000 | 2.07.040
Ss_30_14_90_34 | 30 | 14 | 90 | 34 | Flag and slab pedestal-supported paving systems | Renewal Costs (RC) | External and ancillary works | Roads and paving |  | 3 | 07 | 040 | 000 | 3.07.040
Ss_30_14_90_34 | 30 | 14 | 90 | 34 | Flag and slab pedestal-supported paving systems | Maintenance Costs (MC) | External and ancillary works | Roads and paving |  | 5 | 07 | 040 | 000 | 5.07.040
Ss_30_14_90_36 | 30 | 14 | 90 | 36 | Flag and slab unbound paving systems | Construction Costs (CC) | External and ancillary works | Roads and paving |  | 2 | 07 | 040 | 000 | 2.07.040
Ss_30_14_90_36 | 30 | 14 | 90 | 36 | Flag and slab unbound paving systems | Renewal Costs (RC) | External and ancillary works | Roads and paving |  | 3 | 07 | 040 | 000 | 3.07.040
Ss_30_14_90_36 | 30 | 14 | 90 | 36 | Flag and slab unbound paving systems | Maintenance Costs (MC) | External and ancillary works | Roads and paving |  | 5 | 07 | 040 | 000 | 5.07.040
Ss_30_14_90_50 | 30 | 14 | 90 | 50 | Mosaic paving systems | Construction Costs (CC) | External and ancillary works | Roads and paving |  | 2 | 07 | 040 | 000 | 2.07.040
Ss_30_14_90_50 | 30 | 14 | 90 | 50 | Mosaic paving systems | Renewal Costs (RC) | External and ancillary works | Roads and paving |  | 3 | 07 | 040 | 000 | 3.07.040
Ss_30_14_90_50 | 30 | 14 | 90 | 50 | Mosaic paving systems | Maintenance Costs (MC) | External and ancillary works | Roads and paving |  | 5 | 07 | 040 | 000 | 5.07.040
Ss_30_14_90_60 | 30 | 14 | 90 | 60 | Permeable flag and slab paving systems | Construction Costs (CC) | External and ancillary works | Roads and paving |  | 2 | 07 | 040 | 000 | 2.07.040
Ss_30_14_90_60 | 30 | 14 | 90 | 60 | Permeable flag and slab paving systems | Renewal Costs (RC) | External and ancillary works | Roads and paving |  | 3 | 07 | 040 | 000 | 3.07.040
Ss_30_14_90_60 | 30 | 14 | 90 | 60 | Permeable flag and slab paving systems | Maintenance Costs (MC) | External and ancillary works | Roads and paving |  | 5 | 07 | 040 | 000 | 5.07.040
Ss_30_14_90_62 | 30 | 14 | 90 | 62 | Permeable small unit paving systems | Construction Costs (CC) | External and ancillary works | Roads and paving |  | 2 | 07 | 040 | 000 | 2.07.040
Ss_30_14_90_62 | 30 | 14 | 90 | 62 | Permeable small unit paving systems | Renewal Costs (RC) | External and ancillary works | Roads and paving |  | 3 | 07 | 040 | 000 | 3.07.040
Ss_30_14_90_62 | 30 | 14 | 90 | 62 | Permeable small unit paving systems | Maintenance Costs (MC) | External and ancillary works | Roads and paving |  | 5 | 07 | 040 | 000 | 5.07.040
Ss_30_14_90_70 | 30 | 14 | 90 | 70 | Rail track paving systems | Construction Costs (CC) | External and ancillary works | Roads and paving |  | 2 | 07 | 040 | 000 | 2.07.040
Ss_30_14_90_70 | 30 | 14 | 90 | 70 | Rail track paving systems | Renewal Costs (RC) | External and ancillary works | Roads and paving |  | 3 | 07 | 040 | 000 | 3.07.040
Ss_30_14_90_70 | 30 | 14 | 90 | 70 | Rail track paving systems | Maintenance Costs (MC) | External and ancillary works | Roads and paving |  | 5 | 07 | 040 | 000 | 5.07.040
Ss_30_14_90_75 | 30 | 14 | 90 | 75 | Small unit bound paving systems | Construction Costs (CC) | External and ancillary works | Roads and paving |  | 2 | 07 | 040 | 000 | 2.07.040
Ss_30_14_90_75 | 30 | 14 | 90 | 75 | Small unit bound paving systems | Renewal Costs (RC) | External and ancillary works | Roads and paving |  | 3 | 07 | 040 | 000 | 3.07.040
Ss_30_14_90_75 | 30 | 14 | 90 | 75 | Small unit bound paving systems | Maintenance Costs (MC) | External and ancillary works | Roads and paving |  | 5 | 07 | 040 | 000 | 5.07.040
Ss_30_14_90_80 | 30 | 14 | 90 | 80 | Small unit paving overlay systems | Construction Costs (CC) | External and ancillary works | Roads and paving |  | 2 | 07 | 040 | 000 | 2.07.040
Ss_30_14_90_80 | 30 | 14 | 90 | 80 | Small unit paving overlay systems | Renewal Costs (RC) | External and ancillary works | Roads and paving |  | 3 | 07 | 040 | 000 | 3.07.040
Ss_30_14_90_80 | 30 | 14 | 90 | 80 | Small unit paving overlay systems | Maintenance Costs (MC) | External and ancillary works | Roads and paving |  | 5 | 07 | 040 | 000 | 5.07.040
Ss_30_14_90_85 | 30 | 14 | 90 | 85 | Small unit unbound paving systems | Construction Costs (CC) | External and ancillary works | Roads and paving |  | 2 | 07 | 040 | 000 | 2.07.040
Ss_30_14_90_85 | 30 | 14 | 90 | 85 | Small unit unbound paving systems | Renewal Costs (RC) | External and ancillary works | Roads and paving |  | 3 | 07 | 040 | 000 | 3.07.040
Ss_30_14_90_85 | 30 | 14 | 90 | 85 | Small unit unbound paving systems | Maintenance Costs (MC) | External and ancillary works | Roads and paving |  | 5 | 07 | 040 | 000 | 5.07.040
Ss_30_16 | 30 | 16 |  |  | Static bridge deck structure systems |  |  |  |  | 00 | 00 | 000 | 000 | 00.00.000
Ss_30_16_10 | 30 | 16 | 10 |  | Bridge deck systems |  |  |  |  | 00 | 00 | 000 | 000 | 00.00.000
Ss_30_16_10_08 | 30 | 16 | 10 | 08 | Box girder bridge deck systems |  |  |  |  | 00 | 00 | 000 | 000 | 00.00.000
Ss_30_16_10_12 | 30 | 16 | 10 | 12 | Composite steel and concrete bridge deck systems |  |  |  |  | 00 | 00 | 000 | 000 | 00.00.000
Ss_30_16_10_13 | 30 | 16 | 10 | 13 | Conarch bridge systems |  |  |  |  | 00 | 00 | 000 | 000 | 00.00.000
Ss_30_16_10_15 | 30 | 16 | 10 | 15 | Concrete half through deck systems |  |  |  |  | 00 | 00 | 000 | 000 | 00.00.000
Ss_30_16_10_16 | 30 | 16 | 10 | 16 | Concrete slab deck systems |  |  |  |  | 00 | 00 | 000 | 000 | 00.00.000
Ss_30_16_10_30 | 30 | 16 | 10 | 30 | Filler beam deck systems |  |  |  |  | 00 | 00 | 000 | 000 | 00.00.000
Ss_30_16_10_31 | 30 | 16 | 10 | 31 | Flat and stepped deck systems |  |  |  |  | 00 | 00 | 000 | 000 | 00.00.000
Ss_30_16_10_53 | 30 | 16 | 10 | 53 | Modular precast concrete deck systems |  |  |  |  | 00 | 00 | 000 | 000 | 00.00.000
Ss_30_16_10_59 | 30 | 16 | 10 | 59 | Orthotropic deck systems |  |  |  |  | 00 | 00 | 000 | 000 | 00.00.000
Ss_30_16_10_65 | 30 | 16 | 10 | 65 | Pre-stressed concrete beam deck systems |  |  |  |  | 00 | 00 | 000 | 000 | 00.00.000
Ss_30_16_10_80 | 30 | 16 | 10 | 80 | Solid steel slab systems |  |  |  |  | 00 | 00 | 000 | 000 | 00.00.000
Ss_30_16_30 | 30 | 16 | 30 |  | Bridge expansion joint systems |  |  |  |  | 00 | 00 | 000 | 000 | 00.00.000
Ss_30_16_30_04 | 30 | 16 | 30 | 04 | Asphaltic plug joint systems |  |  |  |  | 00 | 00 | 000 | 000 | 00.00.000
Ss_30_16_30_09 | 30 | 16 | 30 | 09 | Buried expansion joint systems |  |  |  |  | 00 | 00 | 000 | 000 | 00.00.000
Ss_30_16_30_56 | 30 | 16 | 30 | 56 | Nosing expansion joint systems with poured sealants |  |  |  |  | 00 | 00 | 000 | 000 | 00.00.000
Ss_30_16_30_57 | 30 | 16 | 30 | 57 | Nosing expansion joint systems with preformed compression seals |  |  |  |  | 00 | 00 | 000 | 000 | 00.00.000
Ss_30_20 | 30 | 20 |  |  | Flooring and decking systems | Construction Costs (CC) | Architectural works ¦ Non-structural works | Finishes under cover |  | 2 | 04 | 060 | 000 | 2.04.060
Ss_30_20 | 30 | 20 |  |  | Flooring and decking systems | Renewal Costs (RC) | Architectural works ¦ Non-structural works | Finishes under cover |  | 3 | 04 | 060 | 000 | 3.04.060
Ss_30_20 | 30 | 20 |  |  | Flooring and decking systems | Maintenance Costs (MC) | Architectural works ¦ Non-structural works | Finishes under cover |  | 5 | 04 | 060 | 000 | 5.04.060
Ss_30_20_10 | 30 | 20 | 10 |  | Board and rigid sheet floor systems | Construction Costs (CC) | Architectural works ¦ Non-structural works | Finishes under cover |  | 2 | 04 | 060 | 000 | 2.04.060
Ss_30_20_10 | 30 | 20 | 10 |  | Board and rigid sheet floor systems | Renewal Costs (RC) | Architectural works ¦ Non-structural works | Finishes under cover |  | 3 | 04 | 060 | 000 | 3.04.060
Ss_30_20_10 | 30 | 20 | 10 |  | Board and rigid sheet floor systems | Maintenance Costs (MC) | Architectural works ¦ Non-structural works | Finishes under cover |  | 5 | 04 | 060 | 000 | 5.04.060
Ss_30_20_10_10 | 30 | 20 | 10 | 10 | Battened timber board floating floor systems | Construction Costs (CC) | Architectural works ¦ Non-structural works | Finishes under cover |  | 2 | 04 | 060 | 000 | 2.04.060
Ss_30_20_10_10 | 30 | 20 | 10 | 10 | Battened timber board floating floor systems | Renewal Costs (RC) | Architectural works ¦ Non-structural works | Finishes under cover |  | 3 | 04 | 060 | 000 | 3.04.060
Ss_30_20_10_10 | 30 | 20 | 10 | 10 | Battened timber board floating floor systems | Maintenance Costs (MC) | Architectural works ¦ Non-structural works | Finishes under cover |  | 5 | 04 | 060 | 000 | 5.04.060
Ss_30_20_10_15 | 30 | 20 | 10 | 15 | Battened wood-based rigid sheet floating floor systems | Construction Costs (CC) | Architectural works ¦ Non-structural works | Finishes under cover |  | 2 | 04 | 060 | 000 | 2.04.060
Ss_30_20_10_15 | 30 | 20 | 10 | 15 | Battened wood-based rigid sheet floating floor systems | Renewal Costs (RC) | Architectural works ¦ Non-structural works | Finishes under cover |  | 3 | 04 | 060 | 000 | 3.04.060
Ss_30_20_10_15 | 30 | 20 | 10 | 15 | Battened wood-based rigid sheet floating floor systems | Maintenance Costs (MC) | Architectural works ¦ Non-structural works | Finishes under cover |  | 5 | 04 | 060 | 000 | 5.04.060
Ss_30_20_10_45 | 30 | 20 | 10 | 45 | Joist-supported timber board floor systems | Construction Costs (CC) | Architectural works ¦ Non-structural works | Finishes under cover |  | 2 | 04 | 060 | 000 | 2.04.060
Ss_30_20_10_45 | 30 | 20 | 10 | 45 | Joist-supported timber board floor systems | Renewal Costs (RC) | Architectural works ¦ Non-structural works | Finishes under cover |  | 3 | 04 | 060 | 000 | 3.04.060
Ss_30_20_10_45 | 30 | 20 | 10 | 45 | Joist-supported timber board floor systems | Maintenance Costs (MC) | Architectural works ¦ Non-structural works | Finishes under cover |  | 5 | 04 | 060 | 000 | 5.04.060
Ss_30_20_10_50 | 30 | 20 | 10 | 50 | Joist-supported wood-based rigid sheet floor systems | Construction Costs (CC) | Architectural works ¦ Non-structural works | Finishes under cover |  | 2 | 04 | 060 | 000 | 2.04.060
Ss_30_20_10_50 | 30 | 20 | 10 | 50 | Joist-supported wood-based rigid sheet floor systems | Renewal Costs (RC) | Architectural works ¦ Non-structural works | Finishes under cover |  | 3 | 04 | 060 | 000 | 3.04.060
Ss_30_20_10_50 | 30 | 20 | 10 | 50 | Joist-supported wood-based rigid sheet floor systems | Maintenance Costs (MC) | Architectural works ¦ Non-structural works | Finishes under cover |  | 5 | 04 | 060 | 000 | 5.04.060
Ss_30_20_10_95 | 30 | 20 | 10 | 95 | Wood-based rigid sheet floating floor systems | Construction Costs (CC) | Architectural works ¦ Non-structural works | Finishes under cover |  | 2 | 04 | 060 | 000 | 2.04.060
Ss_30_20_10_95 | 30 | 20 | 10 | 95 | Wood-based rigid sheet floating floor systems | Renewal Costs (RC) | Architectural works ¦ Non-structural works | Finishes under cover |  | 3 | 04 | 060 | 000 | 3.04.060
Ss_30_20_10_95 | 30 | 20 | 10 | 95 | Wood-based rigid sheet floating floor systems | Maintenance Costs (MC) | Architectural works ¦ Non-structural works | Finishes under cover |  | 5 | 04 | 060 | 000 | 5.04.060
Ss_30_20_15 | 30 | 20 | 15 |  | Construction site | Construction Costs (CC) | Architectural works ¦ Non-structural works | Finishes under cover |  | 2 | 04 | 060 | 000 | 2.04.060
Ss_30_20_15 | 30 | 20 | 15 |  | Construction site | Renewal Costs (RC) | Architectural works ¦ Non-structural works | Finishes under cover |  | 3 | 04 | 060 | 000 | 3.04.060
Ss_30_20_15 | 30 | 20 | 15 |  | Construction site | Maintenance Costs (MC) | Architectural works ¦ Non-structural works | Finishes under cover |  | 5 | 04 | 060 | 000 | 5.04.060
Ss_30_20_22 | 30 | 20 | 22 |  | Demountable athletics floor systems | Construction Costs (CC) | Architectural works ¦ Non-structural works | Finishes under cover |  | 2 | 04 | 060 | 000 | 2.04.060
Ss_30_20_22 | 30 | 20 | 22 |  | Demountable athletics floor systems | Renewal Costs (RC) | Architectural works ¦ Non-structural works | Finishes under cover |  | 3 | 04 | 060 | 000 | 3.04.060
Ss_30_20_22 | 30 | 20 | 22 |  | Demountable athletics floor systems | Maintenance Costs (MC) | Architectural works ¦ Non-structural works | Finishes under cover |  | 5 | 04 | 060 | 000 | 5.04.060
Ss_30_20_30 | 30 | 20 | 30 |  | External deck and boardwalk systems | Construction Costs (CC) | Architectural works ¦ Non-structural works | Finishes under cover |  | 2 | 04 | 060 | 000 | 2.04.060
Ss_30_20_30 | 30 | 20 | 30 |  | External deck and boardwalk systems | Renewal Costs (RC) | Architectural works ¦ Non-structural works | Finishes under cover |  | 3 | 04 | 060 | 000 | 3.04.060
Ss_30_20_30 | 30 | 20 | 30 |  | External deck and boardwalk systems | Maintenance Costs (MC) | Architectural works ¦ Non-structural works | Finishes under cover |  | 5 | 04 | 060 | 000 | 5.04.060
Ss_30_20_30_10 | 30 | 20 | 30 | 10 | Boardwalk systems | Construction Costs (CC) | Architectural works ¦ Non-structural works | Finishes under cover |  | 2 | 04 | 060 | 000 | 2.04.060
Ss_30_20_30_10 | 30 | 20 | 30 | 10 | Boardwalk systems | Renewal Costs (RC) | Architectural works ¦ Non-structural works | Finishes under cover |  | 3 | 04 | 060 | 000 | 3.04.060
Ss_30_20_30_10 | 30 | 20 | 30 | 10 | Boardwalk systems | Maintenance Costs (MC) | Architectural works ¦ Non-structural works | Finishes under cover |  | 5 | 04 | 060 | 000 | 5.04.060
Ss_30_20_30_25 | 30 | 20 | 30 | 25 | Decking systems | Construction Costs (CC) | Architectural works ¦ Non-structural works | Finishes under cover |  | 2 | 04 | 060 | 000 | 2.04.060
Ss_30_20_30_25 | 30 | 20 | 30 | 25 | Decking systems | Renewal Costs (RC) | Architectural works ¦ Non-structural works | Finishes under cover |  | 3 | 04 | 060 | 000 | 3.04.060
Ss_30_20_30_25 | 30 | 20 | 30 | 25 | Decking systems | Maintenance Costs (MC) | Architectural works ¦ Non-structural works | Finishes under cover |  | 5 | 04 | 060 | 000 | 5.04.060
Ss_30_20_70 | 30 | 20 | 70 |  | Raised floor systems | Construction Costs (CC) | Architectural works ¦ Non-structural works | Finishes under cover |  | 2 | 04 | 060 | 000 | 2.04.060
Ss_30_20_70 | 30 | 20 | 70 |  | Raised floor systems | Renewal Costs (RC) | Architectural works ¦ Non-structural works | Finishes under cover |  | 3 | 04 | 060 | 000 | 3.04.060
Ss_30_20_70 | 30 | 20 | 70 |  | Raised floor systems | Maintenance Costs (MC) | Architectural works ¦ Non-structural works | Finishes under cover |  | 5 | 04 | 060 | 000 | 5.04.060
Ss_30_20_70_70 | 30 | 20 | 70 | 70 | Raised access floor systems | Construction Costs (CC) | Architectural works ¦ Non-structural works | Finishes under cover |  | 2 | 04 | 060 | 000 | 2.04.060
Ss_30_20_70_70 | 30 | 20 | 70 | 70 | Raised access floor systems | Renewal Costs (RC) | Architectural works ¦ Non-structural works | Finishes under cover |  | 3 | 04 | 060 | 000 | 3.04.060
Ss_30_20_70_70 | 30 | 20 | 70 | 70 | Raised access floor systems | Maintenance Costs (MC) | Architectural works ¦ Non-structural works | Finishes under cover |  | 5 | 04 | 060 | 000 | 5.04.060
Ss_30_20_90 | 30 | 20 | 90 |  | Wood and composite unit flooring systems | Construction Costs (CC) | Architectural works ¦ Non-structural works | Finishes under cover |  | 2 | 04 | 060 | 000 | 2.04.060
Ss_30_20_90 | 30 | 20 | 90 |  | Wood and composite unit flooring systems | Renewal Costs (RC) | Architectural works ¦ Non-structural works | Finishes under cover |  | 3 | 04 | 060 | 000 | 3.04.060
Ss_30_20_90 | 30 | 20 | 90 |  | Wood and composite unit flooring systems | Maintenance Costs (MC) | Architectural works ¦ Non-structural works | Finishes under cover |  | 5 | 04 | 060 | 000 | 5.04.060
Ss_30_20_90_15 | 30 | 20 | 90 | 15 | Composition block flooring systems | Construction Costs (CC) | Architectural works ¦ Non-structural works | Finishes under cover |  | 2 | 04 | 060 | 000 | 2.04.060
Ss_30_20_90_15 | 30 | 20 | 90 | 15 | Composition block flooring systems | Renewal Costs (RC) | Architectural works ¦ Non-structural works | Finishes under cover |  | 3 | 04 | 060 | 000 | 3.04.060
Ss_30_20_90_15 | 30 | 20 | 90 | 15 | Composition block flooring systems | Maintenance Costs (MC) | Architectural works ¦ Non-structural works | Finishes under cover |  | 5 | 04 | 060 | 000 | 5.04.060
Ss_30_20_90_50 | 30 | 20 | 90 | 50 | Mosaic parquet panel flooring systems | Construction Costs (CC) | Architectural works ¦ Non-structural works | Finishes under cover |  | 2 | 04 | 060 | 000 | 2.04.060
Ss_30_20_90_50 | 30 | 20 | 90 | 50 | Mosaic parquet panel flooring systems | Renewal Costs (RC) | Architectural works ¦ Non-structural works | Finishes under cover |  | 3 | 04 | 060 | 000 | 3.04.060
Ss_30_20_90_50 | 30 | 20 | 90 | 50 | Mosaic parquet panel flooring systems | Maintenance Costs (MC) | Architectural works ¦ Non-structural works | Finishes under cover |  | 5 | 04 | 060 | 000 | 5.04.060
Ss_30_20_90_95 | 30 | 20 | 90 | 95 | Wood block flooring systems | Construction Costs (CC) | Architectural works ¦ Non-structural works | Finishes under cover |  | 2 | 04 | 060 | 000 | 2.04.060
Ss_30_20_90_95 | 30 | 20 | 90 | 95 | Wood block flooring systems | Renewal Costs (RC) | Architectural works ¦ Non-structural works | Finishes under cover |  | 3 | 04 | 060 | 000 | 3.04.060
Ss_30_20_90_95 | 30 | 20 | 90 | 95 | Wood block flooring systems | Maintenance Costs (MC) | Architectural works ¦ Non-structural works | Finishes under cover |  | 5 | 04 | 060 | 000 | 5.04.060
Ss_30_20_95 | 30 | 20 | 95 |  | Wood strip and board fine flooring systems | Construction Costs (CC) | Architectural works ¦ Non-structural works | Finishes under cover |  | 2 | 04 | 060 | 000 | 2.04.060
Ss_30_20_95 | 30 | 20 | 95 |  | Wood strip and board fine flooring systems | Renewal Costs (RC) | Architectural works ¦ Non-structural works | Finishes under cover |  | 3 | 04 | 060 | 000 | 3.04.060
Ss_30_20_95 | 30 | 20 | 95 |  | Wood strip and board fine flooring systems | Maintenance Costs (MC) | Architectural works ¦ Non-structural works | Finishes under cover |  | 5 | 04 | 060 | 000 | 5.04.060
Ss_30_20_95_10 | 30 | 20 | 95 | 10 | Battened wood floating floor systems | Construction Costs (CC) | Architectural works ¦ Non-structural works | Finishes under cover |  | 2 | 04 | 060 | 000 | 2.04.060
Ss_30_20_95_10 | 30 | 20 | 95 | 10 | Battened wood floating floor systems | Renewal Costs (RC) | Architectural works ¦ Non-structural works | Finishes under cover |  | 3 | 04 | 060 | 000 | 3.04.060
Ss_30_20_95_10 | 30 | 20 | 95 | 10 | Battened wood floating floor systems | Maintenance Costs (MC) | Architectural works ¦ Non-structural works | Finishes under cover |  | 5 | 04 | 060 | 000 | 5.04.060
Ss_30_20_95_15 | 30 | 20 | 95 | 15 | Composite laminate floating floor systems | Construction Costs (CC) | Architectural works ¦ Non-structural works | Finishes under cover |  | 2 | 04 | 060 | 000 | 2.04.060
Ss_30_20_95_15 | 30 | 20 | 95 | 15 | Composite laminate floating floor systems | Renewal Costs (RC) | Architectural works ¦ Non-structural works | Finishes under cover |  | 3 | 04 | 060 | 000 | 3.04.060
Ss_30_20_95_15 | 30 | 20 | 95 | 15 | Composite laminate floating floor systems | Maintenance Costs (MC) | Architectural works ¦ Non-structural works | Finishes under cover |  | 5 | 04 | 060 | 000 | 5.04.060
Ss_30_20_95_20 | 30 | 20 | 95 | 20 | Direct-fixed wood floor systems | Construction Costs (CC) | Architectural works ¦ Non-structural works | Finishes under cover |  | 2 | 04 | 060 | 000 | 2.04.060
Ss_30_20_95_20 | 30 | 20 | 95 | 20 | Direct-fixed wood floor systems | Renewal Costs (RC) | Architectural works ¦ Non-structural works | Finishes under cover |  | 3 | 04 | 060 | 000 | 3.04.060
Ss_30_20_95_20 | 30 | 20 | 95 | 20 | Direct-fixed wood floor systems | Maintenance Costs (MC) | Architectural works ¦ Non-structural works | Finishes under cover |  | 5 | 04 | 060 | 000 | 5.04.060
Ss_30_20_95_25 | 30 | 20 | 95 | 25 | Direct-glued wood floor systems | Construction Costs (CC) | Architectural works ¦ Non-structural works | Finishes under cover |  | 2 | 04 | 060 | 000 | 2.04.060
Ss_30_20_95_25 | 30 | 20 | 95 | 25 | Direct-glued wood floor systems | Renewal Costs (RC) | Architectural works ¦ Non-structural works | Finishes under cover |  | 3 | 04 | 060 | 000 | 3.04.060
Ss_30_20_95_25 | 30 | 20 | 95 | 25 | Direct-glued wood floor systems | Maintenance Costs (MC) | Architectural works ¦ Non-structural works | Finishes under cover |  | 5 | 04 | 060 | 000 | 5.04.060
Ss_30_20_95_95 | 30 | 20 | 95 | 95 | Wood floating floor systems | Construction Costs (CC) | Architectural works ¦ Non-structural works | Finishes under cover |  | 2 | 04 | 060 | 000 | 2.04.060
Ss_30_20_95_95 | 30 | 20 | 95 | 95 | Wood floating floor systems | Renewal Costs (RC) | Architectural works ¦ Non-structural works | Finishes under cover |  | 3 | 04 | 060 | 000 | 3.04.060
Ss_30_20_95_95 | 30 | 20 | 95 | 95 | Wood floating floor systems | Maintenance Costs (MC) | Architectural works ¦ Non-structural works | Finishes under cover |  | 5 | 04 | 060 | 000 | 5.04.060
Ss_30_25 | 30 | 25 |  |  | Ceiling and soffit systems | Construction Costs (CC) | Architectural works ¦ Non-structural works | Finishes under cover |  | 2 | 04 | 060 | 000 | 2.04.060
Ss_30_25 | 30 | 25 |  |  | Ceiling and soffit systems | Renewal Costs (RC) | Architectural works ¦ Non-structural works | Finishes under cover |  | 3 | 04 | 060 | 000 | 3.04.060
Ss_30_25 | 30 | 25 |  |  | Ceiling and soffit systems | Maintenance Costs (MC) | Architectural works ¦ Non-structural works | Finishes under cover |  | 5 | 04 | 060 | 000 | 5.04.060
Ss_30_25_10 | 30 | 25 | 10 |  | Board and sheet ceiling systems | Construction Costs (CC) | Architectural works ¦ Non-structural works | Finishes under cover |  | 2 | 04 | 060 | 000 | 2.04.060
Ss_30_25_10 | 30 | 25 | 10 |  | Board and sheet ceiling systems | Renewal Costs (RC) | Architectural works ¦ Non-structural works | Finishes under cover |  | 3 | 04 | 060 | 000 | 3.04.060
Ss_30_25_10 | 30 | 25 | 10 |  | Board and sheet ceiling systems | Maintenance Costs (MC) | Architectural works ¦ Non-structural works | Finishes under cover |  | 5 | 04 | 060 | 000 | 5.04.060
Ss_30_25_10_10 | 30 | 25 | 10 | 10 | Board suspended ceiling systems | Construction Costs (CC) | Architectural works ¦ Non-structural works | Finishes under cover |  | 2 | 04 | 060 | 000 | 2.04.060
Ss_30_25_10_10 | 30 | 25 | 10 | 10 | Board suspended ceiling systems | Renewal Costs (RC) | Architectural works ¦ Non-structural works | Finishes under cover |  | 3 | 04 | 060 | 000 | 3.04.060
Ss_30_25_10_10 | 30 | 25 | 10 | 10 | Board suspended ceiling systems | Maintenance Costs (MC) | Architectural works ¦ Non-structural works | Finishes under cover |  | 5 | 04 | 060 | 000 | 5.04.060
Ss_30_25_10_26 | 30 | 25 | 10 | 26 | External ceiling systems | Construction Costs (CC) | Architectural works ¦ Non-structural works | Finishes under cover |  | 2 | 04 | 060 | 000 | 2.04.060
Ss_30_25_10_26 | 30 | 25 | 10 | 26 | External ceiling systems | Renewal Costs (RC) | Architectural works ¦ Non-structural works | Finishes under cover |  | 3 | 04 | 060 | 000 | 3.04.060
Ss_30_25_10_26 | 30 | 25 | 10 | 26 | External ceiling systems | Maintenance Costs (MC) | Architectural works ¦ Non-structural works | Finishes under cover |  | 5 | 04 | 060 | 000 | 5.04.060
Ss_30_25_10_28 | 30 | 25 | 10 | 28 | External soffit systems | Construction Costs (CC) | Architectural works ¦ Non-structural works | Finishes under cover |  | 2 | 04 | 060 | 000 | 2.04.060
Ss_30_25_10_28 | 30 | 25 | 10 | 28 | External soffit systems | Renewal Costs (RC) | Architectural works ¦ Non-structural works | Finishes under cover |  | 3 | 04 | 060 | 000 | 3.04.060
Ss_30_25_10_28 | 30 | 25 | 10 | 28 | External soffit systems | Maintenance Costs (MC) | Architectural works ¦ Non-structural works | Finishes under cover |  | 5 | 04 | 060 | 000 | 5.04.060
Ss_30_25_10_80 | 30 | 25 | 10 | 80 | Soffit lining and beam casing systems | Construction Costs (CC) | Architectural works ¦ Non-structural works | Finishes under cover |  | 2 | 04 | 060 | 000 | 2.04.060
Ss_30_25_10_80 | 30 | 25 | 10 | 80 | Soffit lining and beam casing systems | Renewal Costs (RC) | Architectural works ¦ Non-structural works | Finishes under cover |  | 3 | 04 | 060 | 000 | 3.04.060
Ss_30_25_10_80 | 30 | 25 | 10 | 80 | Soffit lining and beam casing systems | Maintenance Costs (MC) | Architectural works ¦ Non-structural works | Finishes under cover |  | 5 | 04 | 060 | 000 | 5.04.060
Ss_30_25_22 | 30 | 25 | 22 |  | Demountable suspended ceiling systems | Construction Costs (CC) | Architectural works ¦ Non-structural works | Finishes under cover |  | 2 | 04 | 060 | 000 | 2.04.060
Ss_30_25_22 | 30 | 25 | 22 |  | Demountable suspended ceiling systems | Renewal Costs (RC) | Architectural works ¦ Non-structural works | Finishes under cover |  | 3 | 04 | 060 | 000 | 3.04.060
Ss_30_25_22 | 30 | 25 | 22 |  | Demountable suspended ceiling systems | Maintenance Costs (MC) | Architectural works ¦ Non-structural works | Finishes under cover |  | 5 | 04 | 060 | 000 | 5.04.060
Ss_30_25_22_01 | 30 | 25 | 22 | 01 | Acoustic baffle suspended ceiling systems | Construction Costs (CC) | Architectural works ¦ Non-structural works | Finishes under cover |  | 2 | 04 | 060 | 000 | 2.04.060
Ss_30_25_22_01 | 30 | 25 | 22 | 01 | Acoustic baffle suspended ceiling systems | Renewal Costs (RC) | Architectural works ¦ Non-structural works | Finishes under cover |  | 3 | 04 | 060 | 000 | 3.04.060
Ss_30_25_22_01 | 30 | 25 | 22 | 01 | Acoustic baffle suspended ceiling systems | Maintenance Costs (MC) | Architectural works ¦ Non-structural works | Finishes under cover |  | 5 | 04 | 060 | 000 | 5.04.060
Ss_30_25_22_30 | 30 | 25 | 22 | 30 | Fabric membrane ceiling systems | Construction Costs (CC) | Architectural works ¦ Non-structural works | Finishes under cover |  | 2 | 04 | 060 | 000 | 2.04.060
Ss_30_25_22_30 | 30 | 25 | 22 | 30 | Fabric membrane ceiling systems | Renewal Costs (RC) | Architectural works ¦ Non-structural works | Finishes under cover |  | 3 | 04 | 060 | 000 | 3.04.060
Ss_30_25_22_30 | 30 | 25 | 22 | 30 | Fabric membrane ceiling systems | Maintenance Costs (MC) | Architectural works ¦ Non-structural works | Finishes under cover |  | 5 | 04 | 060 | 000 | 5.04.060
Ss_30_25_22_52 | 30 | 25 | 22 | 52 | Monolithic suspended ceiling systems | Construction Costs (CC) | Architectural works ¦ Non-structural works | Finishes under cover |  | 2 | 04 | 060 | 000 | 2.04.060
Ss_30_25_22_52 | 30 | 25 | 22 | 52 | Monolithic suspended ceiling systems | Renewal Costs (RC) | Architectural works ¦ Non-structural works | Finishes under cover |  | 3 | 04 | 060 | 000 | 3.04.060
Ss_30_25_22_52 | 30 | 25 | 22 | 52 | Monolithic suspended ceiling systems | Maintenance Costs (MC) | Architectural works ¦ Non-structural works | Finishes under cover |  | 5 | 04 | 060 | 000 | 5.04.060
Ss_30_25_22_70 | 30 | 25 | 22 | 70 | Raft or island suspended ceiling systems | Construction Costs (CC) | Architectural works ¦ Non-structural works | Finishes under cover |  | 2 | 04 | 060 | 000 | 2.04.060
Ss_30_25_22_70 | 30 | 25 | 22 | 70 | Raft or island suspended ceiling systems | Renewal Costs (RC) | Architectural works ¦ Non-structural works | Finishes under cover |  | 3 | 04 | 060 | 000 | 3.04.060
Ss_30_25_22_70 | 30 | 25 | 22 | 70 | Raft or island suspended ceiling systems | Maintenance Costs (MC) | Architectural works ¦ Non-structural works | Finishes under cover |  | 5 | 04 | 060 | 000 | 5.04.060
Ss_30_25_22_90 | 30 | 25 | 22 | 90 | Unit/ modular suspended ceiling systems | Construction Costs (CC) | Architectural works ¦ Non-structural works | Finishes under cover |  | 2 | 04 | 060 | 000 | 2.04.060
Ss_30_25_22_90 | 30 | 25 | 22 | 90 | Unit/ modular suspended ceiling systems | Renewal Costs (RC) | Architectural works ¦ Non-structural works | Finishes under cover |  | 3 | 04 | 060 | 000 | 3.04.060
Ss_30_25_22_90 | 30 | 25 | 22 | 90 | Unit/ modular suspended ceiling systems | Maintenance Costs (MC) | Architectural works ¦ Non-structural works | Finishes under cover |  | 5 | 04 | 060 | 000 | 5.04.060
Ss_30_30 | 30 | 30 |  |  | Roof opening systems | Construction Costs (CC) | Architectural works ¦ Non-structural works | Roof finishes, skylights and landscaping (including waterproofing and insulation) |  | 2 | 04 | 030 | 000 | 2.04.030
Ss_30_30 | 30 | 30 |  |  | Roof opening systems | Renewal Costs (RC) | Architectural works ¦ Non-structural works | Roof finishes, skylights and landscaping (including waterproofing and insulation) |  | 3 | 04 | 030 | 000 | 3.04.030
Ss_30_30 | 30 | 30 |  |  | Roof opening systems | Maintenance Costs (MC) | Architectural works ¦ Non-structural works | Roof finishes, skylights and landscaping (including waterproofing and insulation) |  | 5 | 04 | 030 | 000 | 5.04.030
Ss_30_30_15 | 30 | 30 | 15 |  | Concrete roof glazing systems | Construction Costs (CC) | Architectural works ¦ Non-structural works | Roof finishes, skylights and landscaping (including waterproofing and insulation) |  | 2 | 04 | 030 | 000 | 2.04.030
Ss_30_30_15 | 30 | 30 | 15 |  | Concrete roof glazing systems | Renewal Costs (RC) | Architectural works ¦ Non-structural works | Roof finishes, skylights and landscaping (including waterproofing and insulation) |  | 3 | 04 | 030 | 000 | 3.04.030
Ss_30_30_15 | 30 | 30 | 15 |  | Concrete roof glazing systems | Maintenance Costs (MC) | Architectural works ¦ Non-structural works | Roof finishes, skylights and landscaping (including waterproofing and insulation) |  | 5 | 04 | 030 | 000 | 5.04.030
Ss_30_30_15_42 | 30 | 30 | 15 | 42 | In situ concrete roof glazing systems | Construction Costs (CC) | Architectural works ¦ Non-structural works | Roof finishes, skylights and landscaping (including waterproofing and insulation) |  | 2 | 04 | 030 | 000 | 2.04.030
Ss_30_30_15_42 | 30 | 30 | 15 | 42 | In situ concrete roof glazing systems | Renewal Costs (RC) | Architectural works ¦ Non-structural works | Roof finishes, skylights and landscaping (including waterproofing and insulation) |  | 3 | 04 | 030 | 000 | 3.04.030
Ss_30_30_15_42 | 30 | 30 | 15 | 42 | In situ concrete roof glazing systems | Maintenance Costs (MC) | Architectural works ¦ Non-structural works | Roof finishes, skylights and landscaping (including waterproofing and insulation) |  | 5 | 04 | 030 | 000 | 5.04.030
Ss_30_30_15_64 | 30 | 30 | 15 | 64 | Precast concrete lift-out access roof glazing systems | Construction Costs (CC) | Architectural works ¦ Non-structural works | Roof finishes, skylights and landscaping (including waterproofing and insulation) |  | 2 | 04 | 030 | 000 | 2.04.030
Ss_30_30_15_64 | 30 | 30 | 15 | 64 | Precast concrete lift-out access roof glazing systems | Renewal Costs (RC) | Architectural works ¦ Non-structural works | Roof finishes, skylights and landscaping (including waterproofing and insulation) |  | 3 | 04 | 030 | 000 | 3.04.030
Ss_30_30_15_64 | 30 | 30 | 15 | 64 | Precast concrete lift-out access roof glazing systems | Maintenance Costs (MC) | Architectural works ¦ Non-structural works | Roof finishes, skylights and landscaping (including waterproofing and insulation) |  | 5 | 04 | 030 | 000 | 5.04.030
Ss_30_30_15_65 | 30 | 30 | 15 | 65 | Precast concrete roof glazing systems | Construction Costs (CC) | Architectural works ¦ Non-structural works | Roof finishes, skylights and landscaping (including waterproofing and insulation) |  | 2 | 04 | 030 | 000 | 2.04.030
Ss_30_30_15_65 | 30 | 30 | 15 | 65 | Precast concrete roof glazing systems | Renewal Costs (RC) | Architectural works ¦ Non-structural works | Roof finishes, skylights and landscaping (including waterproofing and insulation) |  | 3 | 04 | 030 | 000 | 3.04.030
Ss_30_30_15_65 | 30 | 30 | 15 | 65 | Precast concrete roof glazing systems | Maintenance Costs (MC) | Architectural works ¦ Non-structural works | Roof finishes, skylights and landscaping (including waterproofing and insulation) |  | 5 | 04 | 030 | 000 | 5.04.030
Ss_30_30_34 | 30 | 30 | 34 |  | Glass unit masonry roof light systems | Construction Costs (CC) | Architectural works ¦ Non-structural works | Roof finishes, skylights and landscaping (including waterproofing and insulation) |  | 2 | 04 | 030 | 000 | 2.04.030
Ss_30_30_34 | 30 | 30 | 34 |  | Glass unit masonry roof light systems | Renewal Costs (RC) | Architectural works ¦ Non-structural works | Roof finishes, skylights and landscaping (including waterproofing and insulation) |  | 3 | 04 | 030 | 000 | 3.04.030
Ss_30_30_34 | 30 | 30 | 34 |  | Glass unit masonry roof light systems | Maintenance Costs (MC) | Architectural works ¦ Non-structural works | Roof finishes, skylights and landscaping (including waterproofing and insulation) |  | 5 | 04 | 030 | 000 | 5.04.030
Ss_30_30_71 | 30 | 30 | 71 |  | Roof hatch systems | Construction Costs (CC) | Architectural works ¦ Non-structural works | Roof finishes, skylights and landscaping (including waterproofing and insulation) |  | 2 | 04 | 030 | 000 | 2.04.030
Ss_30_30_71 | 30 | 30 | 71 |  | Roof hatch systems | Renewal Costs (RC) | Architectural works ¦ Non-structural works | Roof finishes, skylights and landscaping (including waterproofing and insulation) |  | 3 | 04 | 030 | 000 | 3.04.030
Ss_30_30_71 | 30 | 30 | 71 |  | Roof hatch systems | Maintenance Costs (MC) | Architectural works ¦ Non-structural works | Roof finishes, skylights and landscaping (including waterproofing and insulation) |  | 5 | 04 | 030 | 000 | 5.04.030
Ss_30_30_72 | 30 | 30 | 72 |  | Rooflight and roof window systems | Construction Costs (CC) | Architectural works ¦ Non-structural works | Roof finishes, skylights and landscaping (including waterproofing and insulation) |  | 2 | 04 | 030 | 000 | 2.04.030
Ss_30_30_72 | 30 | 30 | 72 |  | Rooflight and roof window systems | Renewal Costs (RC) | Architectural works ¦ Non-structural works | Roof finishes, skylights and landscaping (including waterproofing and insulation) |  | 3 | 04 | 030 | 000 | 3.04.030
Ss_30_30_72 | 30 | 30 | 72 |  | Rooflight and roof window systems | Maintenance Costs (MC) | Architectural works ¦ Non-structural works | Roof finishes, skylights and landscaping (including waterproofing and insulation) |  | 5 | 04 | 030 | 000 | 5.04.030
Ss_30_30_72_21 | 30 | 30 | 72 | 21 | Daylight pipe systems | Construction Costs (CC) | Architectural works ¦ Non-structural works | Roof finishes, skylights and landscaping (including waterproofing and insulation) |  | 2 | 04 | 030 | 000 | 2.04.030
Ss_30_30_72_21 | 30 | 30 | 72 | 21 | Daylight pipe systems | Renewal Costs (RC) | Architectural works ¦ Non-structural works | Roof finishes, skylights and landscaping (including waterproofing and insulation) |  | 3 | 04 | 030 | 000 | 3.04.030
Ss_30_30_72_21 | 30 | 30 | 72 | 21 | Daylight pipe systems | Maintenance Costs (MC) | Architectural works ¦ Non-structural works | Roof finishes, skylights and landscaping (including waterproofing and insulation) |  | 5 | 04 | 030 | 000 | 5.04.030
Ss_30_30_72_72 | 30 | 30 | 72 | 72 | Rooflight systems | Construction Costs (CC) | Architectural works ¦ Non-structural works | Roof finishes, skylights and landscaping (including waterproofing and insulation) |  | 2 | 04 | 030 | 000 | 2.04.030
Ss_30_30_72_72 | 30 | 30 | 72 | 72 | Rooflight systems | Renewal Costs (RC) | Architectural works ¦ Non-structural works | Roof finishes, skylights and landscaping (including waterproofing and insulation) |  | 3 | 04 | 030 | 000 | 3.04.030
Ss_30_30_72_72 | 30 | 30 | 72 | 72 | Rooflight systems | Maintenance Costs (MC) | Architectural works ¦ Non-structural works | Roof finishes, skylights and landscaping (including waterproofing and insulation) |  | 5 | 04 | 030 | 000 | 5.04.030
Ss_30_30_72_73 | 30 | 30 | 72 | 73 | Roof window systems | Construction Costs (CC) | Architectural works ¦ Non-structural works | Roof finishes, skylights and landscaping (including waterproofing and insulation) |  | 2 | 04 | 030 | 000 | 2.04.030
Ss_30_30_72_73 | 30 | 30 | 72 | 73 | Roof window systems | Renewal Costs (RC) | Architectural works ¦ Non-structural works | Roof finishes, skylights and landscaping (including waterproofing and insulation) |  | 3 | 04 | 030 | 000 | 3.04.030
Ss_30_30_72_73 | 30 | 30 | 72 | 73 | Roof window systems | Maintenance Costs (MC) | Architectural works ¦ Non-structural works | Roof finishes, skylights and landscaping (including waterproofing and insulation) |  | 5 | 04 | 030 | 000 | 5.04.030
Ss_30_30_73 | 30 | 30 | 73 |  | Roof ventilator systems | Construction Costs (CC) | Architectural works ¦ Non-structural works | Roof finishes, skylights and landscaping (including waterproofing and insulation) |  | 2 | 04 | 030 | 000 | 2.04.030
Ss_30_30_73 | 30 | 30 | 73 |  | Roof ventilator systems | Renewal Costs (RC) | Architectural works ¦ Non-structural works | Roof finishes, skylights and landscaping (including waterproofing and insulation) |  | 3 | 04 | 030 | 000 | 3.04.030
Ss_30_30_73 | 30 | 30 | 73 |  | Roof ventilator systems | Maintenance Costs (MC) | Architectural works ¦ Non-structural works | Roof finishes, skylights and landscaping (including waterproofing and insulation) |  | 5 | 04 | 030 | 000 | 5.04.030
Ss_30_30_73_60 | 30 | 30 | 73 | 60 | Passive roof natural ventilator systems | Construction Costs (CC) | Architectural works ¦ Non-structural works | Roof finishes, skylights and landscaping (including waterproofing and insulation) |  | 2 | 04 | 030 | 000 | 2.04.030
Ss_30_30_73_60 | 30 | 30 | 73 | 60 | Passive roof natural ventilator systems | Renewal Costs (RC) | Architectural works ¦ Non-structural works | Roof finishes, skylights and landscaping (including waterproofing and insulation) |  | 3 | 04 | 030 | 000 | 3.04.030
Ss_30_30_73_60 | 30 | 30 | 73 | 60 | Passive roof natural ventilator systems | Maintenance Costs (MC) | Architectural works ¦ Non-structural works | Roof finishes, skylights and landscaping (including waterproofing and insulation) |  | 5 | 04 | 030 | 000 | 5.04.030
Ss_30_30_73_72 | 30 | 30 | 73 | 72 | Roof smoke ventilator systems | Construction Costs (CC) | Architectural works ¦ Non-structural works | Roof finishes, skylights and landscaping (including waterproofing and insulation) |  | 2 | 04 | 030 | 000 | 2.04.030
Ss_30_30_73_72 | 30 | 30 | 73 | 72 | Roof smoke ventilator systems | Renewal Costs (RC) | Architectural works ¦ Non-structural works | Roof finishes, skylights and landscaping (including waterproofing and insulation) |  | 3 | 04 | 030 | 000 | 3.04.030
Ss_30_30_73_72 | 30 | 30 | 73 | 72 | Roof smoke ventilator systems | Maintenance Costs (MC) | Architectural works ¦ Non-structural works | Roof finishes, skylights and landscaping (including waterproofing and insulation) |  | 5 | 04 | 030 | 000 | 5.04.030
Ss_30_32 | 30 | 32 |  |  | Floor opening systems | Construction Costs (CC) | Architectural works ¦ Non-structural works | Finishes under cover |  | 2 | 04 | 060 | 000 | 2.04.060
Ss_30_32 | 30 | 32 |  |  | Floor opening systems | Renewal Costs (RC) | Architectural works ¦ Non-structural works | Finishes under cover |  | 3 | 04 | 060 | 000 | 3.04.060
Ss_30_32 | 30 | 32 |  |  | Floor opening systems | Maintenance Costs (MC) | Architectural works ¦ Non-structural works | Finishes under cover |  | 5 | 04 | 060 | 000 | 5.04.060
Ss_30_32_15 | 30 | 32 | 15 |  | Floor glazing systems | Construction Costs (CC) | Architectural works ¦ Non-structural works | Finishes under cover |  | 2 | 04 | 060 | 000 | 2.04.060
Ss_30_32_15 | 30 | 32 | 15 |  | Floor glazing systems | Renewal Costs (RC) | Architectural works ¦ Non-structural works | Finishes under cover |  | 3 | 04 | 060 | 000 | 3.04.060
Ss_30_32_15 | 30 | 32 | 15 |  | Floor glazing systems | Maintenance Costs (MC) | Architectural works ¦ Non-structural works | Finishes under cover |  | 5 | 04 | 060 | 000 | 5.04.060
Ss_30_32_15_15 | 30 | 32 | 15 | 15 | Concrete floor glazing systems | Construction Costs (CC) | Architectural works ¦ Non-structural works | Finishes under cover |  | 2 | 04 | 060 | 000 | 2.04.060
Ss_30_32_15_15 | 30 | 32 | 15 | 15 | Concrete floor glazing systems | Renewal Costs (RC) | Architectural works ¦ Non-structural works | Finishes under cover |  | 3 | 04 | 060 | 000 | 3.04.060
Ss_30_32_15_15 | 30 | 32 | 15 | 15 | Concrete floor glazing systems | Maintenance Costs (MC) | Architectural works ¦ Non-structural works | Finishes under cover |  | 5 | 04 | 060 | 000 | 5.04.060
Ss_30_32_15_64 | 30 | 32 | 15 | 64 | Precast concrete lift-out access floor glazing systems | Construction Costs (CC) | Architectural works ¦ Non-structural works | Finishes under cover |  | 2 | 04 | 060 | 000 | 2.04.060
Ss_30_32_15_64 | 30 | 32 | 15 | 64 | Precast concrete lift-out access floor glazing systems | Renewal Costs (RC) | Architectural works ¦ Non-structural works | Finishes under cover |  | 3 | 04 | 060 | 000 | 3.04.060
Ss_30_32_15_64 | 30 | 32 | 15 | 64 | Precast concrete lift-out access floor glazing systems | Maintenance Costs (MC) | Architectural works ¦ Non-structural works | Finishes under cover |  | 5 | 04 | 060 | 000 | 5.04.060
Ss_30_32_15_65 | 30 | 32 | 15 | 65 | Precast concrete floor glazing systems | Construction Costs (CC) | Architectural works ¦ Non-structural works | Finishes under cover |  | 2 | 04 | 060 | 000 | 2.04.060
Ss_30_32_15_65 | 30 | 32 | 15 | 65 | Precast concrete floor glazing systems | Renewal Costs (RC) | Architectural works ¦ Non-structural works | Finishes under cover |  | 3 | 04 | 060 | 000 | 3.04.060
Ss_30_32_15_65 | 30 | 32 | 15 | 65 | Precast concrete floor glazing systems | Maintenance Costs (MC) | Architectural works ¦ Non-structural works | Finishes under cover |  | 5 | 04 | 060 | 000 | 5.04.060
Ss_30_32_30 | 30 | 32 | 30 |  | Floor hatch systems | Construction Costs (CC) | Architectural works ¦ Non-structural works | Finishes under cover |  | 2 | 04 | 060 | 000 | 2.04.060
Ss_30_32_30 | 30 | 32 | 30 |  | Floor hatch systems | Renewal Costs (RC) | Architectural works ¦ Non-structural works | Finishes under cover |  | 3 | 04 | 060 | 000 | 3.04.060
Ss_30_32_30 | 30 | 32 | 30 |  | Floor hatch systems | Maintenance Costs (MC) | Architectural works ¦ Non-structural works | Finishes under cover |  | 5 | 04 | 060 | 000 | 5.04.060
Ss_30_34 | 30 | 34 |  |  | Pavement opening systems | Construction Costs (CC) | Architectural works ¦ Non-structural works | Finishes under cover |  | 2 | 04 | 060 | 000 | 2.04.060
Ss_30_34 | 30 | 34 |  |  | Pavement opening systems | Renewal Costs (RC) | Architectural works ¦ Non-structural works | Finishes under cover |  | 3 | 04 | 060 | 000 | 3.04.060
Ss_30_34 | 30 | 34 |  |  | Pavement opening systems | Maintenance Costs (MC) | Architectural works ¦ Non-structural works | Finishes under cover |  | 5 | 04 | 060 | 000 | 5.04.060
Ss_30_34_03 | 30 | 34 | 03 |  | Animal grid systems | Construction Costs (CC) | Architectural works ¦ Non-structural works | Finishes under cover |  | 2 | 04 | 060 | 000 | 2.04.060
Ss_30_34_03 | 30 | 34 | 03 |  | Animal grid systems | Renewal Costs (RC) | Architectural works ¦ Non-structural works | Finishes under cover |  | 3 | 04 | 060 | 000 | 3.04.060
Ss_30_34_03 | 30 | 34 | 03 |  | Animal grid systems | Maintenance Costs (MC) | Architectural works ¦ Non-structural works | Finishes under cover |  | 5 | 04 | 060 | 000 | 5.04.060
Ss_30_34_03_11 | 30 | 34 | 03 | 11 | Cattle grid systems | Construction Costs (CC) | Architectural works ¦ Non-structural works | Finishes under cover |  | 2 | 04 | 060 | 000 | 2.04.060
Ss_30_34_03_11 | 30 | 34 | 03 | 11 | Cattle grid systems | Renewal Costs (RC) | Architectural works ¦ Non-structural works | Finishes under cover |  | 3 | 04 | 060 | 000 | 3.04.060
Ss_30_34_03_11 | 30 | 34 | 03 | 11 | Cattle grid systems | Maintenance Costs (MC) | Architectural works ¦ Non-structural works | Finishes under cover |  | 5 | 04 | 060 | 000 | 5.04.060
Ss_30_34_15 | 30 | 34 | 15 |  | Pavement glazing systems | Construction Costs (CC) | Architectural works ¦ Non-structural works | Finishes under cover |  | 2 | 04 | 060 | 000 | 2.04.060
Ss_30_34_15 | 30 | 34 | 15 |  | Pavement glazing systems | Renewal Costs (RC) | Architectural works ¦ Non-structural works | Finishes under cover |  | 3 | 04 | 060 | 000 | 3.04.060
Ss_30_34_15 | 30 | 34 | 15 |  | Pavement glazing systems | Maintenance Costs (MC) | Architectural works ¦ Non-structural works | Finishes under cover |  | 5 | 04 | 060 | 000 | 5.04.060
Ss_30_34_15_15 | 30 | 34 | 15 | 15 | Concrete pavement glazing systems | Construction Costs (CC) | Architectural works ¦ Non-structural works | Finishes under cover |  | 2 | 04 | 060 | 000 | 2.04.060
Ss_30_34_15_15 | 30 | 34 | 15 | 15 | Concrete pavement glazing systems | Renewal Costs (RC) | Architectural works ¦ Non-structural works | Finishes under cover |  | 3 | 04 | 060 | 000 | 3.04.060
Ss_30_34_15_15 | 30 | 34 | 15 | 15 | Concrete pavement glazing systems | Maintenance Costs (MC) | Architectural works ¦ Non-structural works | Finishes under cover |  | 5 | 04 | 060 | 000 | 5.04.060
Ss_30_34_15_64 | 30 | 34 | 15 | 64 | Precast concrete lift-out access pavement glazing systems | Construction Costs (CC) | Architectural works ¦ Non-structural works | Finishes under cover |  | 2 | 04 | 060 | 000 | 2.04.060
Ss_30_34_15_64 | 30 | 34 | 15 | 64 | Precast concrete lift-out access pavement glazing systems | Renewal Costs (RC) | Architectural works ¦ Non-structural works | Finishes under cover |  | 3 | 04 | 060 | 000 | 3.04.060
Ss_30_34_15_64 | 30 | 34 | 15 | 64 | Precast concrete lift-out access pavement glazing systems | Maintenance Costs (MC) | Architectural works ¦ Non-structural works | Finishes under cover |  | 5 | 04 | 060 | 000 | 5.04.060
Ss_30_34_15_65 | 30 | 34 | 15 | 65 | Precast concrete pavement glazing systems | Construction Costs (CC) | Architectural works ¦ Non-structural works | Finishes under cover |  | 2 | 04 | 060 | 000 | 2.04.060
Ss_30_34_15_65 | 30 | 34 | 15 | 65 | Precast concrete pavement glazing systems | Renewal Costs (RC) | Architectural works ¦ Non-structural works | Finishes under cover |  | 3 | 04 | 060 | 000 | 3.04.060
Ss_30_34_15_65 | 30 | 34 | 15 | 65 | Precast concrete pavement glazing systems | Maintenance Costs (MC) | Architectural works ¦ Non-structural works | Finishes under cover |  | 5 | 04 | 060 | 000 | 5.04.060
Ss_30_34_16 | 30 | 34 | 16 |  | Pavement smoke venting systems | Construction Costs (CC) | Architectural works ¦ Non-structural works | Finishes under cover |  | 2 | 04 | 060 | 000 | 2.04.060
Ss_30_34_16 | 30 | 34 | 16 |  | Pavement smoke venting systems | Renewal Costs (RC) | Architectural works ¦ Non-structural works | Finishes under cover |  | 3 | 04 | 060 | 000 | 3.04.060
Ss_30_34_16 | 30 | 34 | 16 |  | Pavement smoke venting systems | Maintenance Costs (MC) | Architectural works ¦ Non-structural works | Finishes under cover |  | 5 | 04 | 060 | 000 | 5.04.060
Ss_30_34_16_15 | 30 | 34 | 16 | 15 | Concrete pavement glazing smoke venting systems | Construction Costs (CC) | Architectural works ¦ Non-structural works | Finishes under cover |  | 2 | 04 | 060 | 000 | 2.04.060
Ss_30_34_16_15 | 30 | 34 | 16 | 15 | Concrete pavement glazing smoke venting systems | Renewal Costs (RC) | Architectural works ¦ Non-structural works | Finishes under cover |  | 3 | 04 | 060 | 000 | 3.04.060
Ss_30_34_16_15 | 30 | 34 | 16 | 15 | Concrete pavement glazing smoke venting systems | Maintenance Costs (MC) | Architectural works ¦ Non-structural works | Finishes under cover |  | 5 | 04 | 060 | 000 | 5.04.060
Ss_30_34_16_16 | 30 | 34 | 16 | 16 | Concrete pavement non-glazed smoke venting systems | Construction Costs (CC) | Architectural works ¦ Non-structural works | Finishes under cover |  | 2 | 04 | 060 | 000 | 2.04.060
Ss_30_34_16_16 | 30 | 34 | 16 | 16 | Concrete pavement non-glazed smoke venting systems | Renewal Costs (RC) | Architectural works ¦ Non-structural works | Finishes under cover |  | 3 | 04 | 060 | 000 | 3.04.060
Ss_30_34_16_16 | 30 | 34 | 16 | 16 | Concrete pavement non-glazed smoke venting systems | Maintenance Costs (MC) | Architectural works ¦ Non-structural works | Finishes under cover |  | 5 | 04 | 060 | 000 | 5.04.060
Ss_30_34_16_64 | 30 | 34 | 16 | 64 | Precast concrete pavement glazing smoke venting systems | Construction Costs (CC) | Architectural works ¦ Non-structural works | Finishes under cover |  | 2 | 04 | 060 | 000 | 2.04.060
Ss_30_34_16_64 | 30 | 34 | 16 | 64 | Precast concrete pavement glazing smoke venting systems | Renewal Costs (RC) | Architectural works ¦ Non-structural works | Finishes under cover |  | 3 | 04 | 060 | 000 | 3.04.060
Ss_30_34_16_64 | 30 | 34 | 16 | 64 | Precast concrete pavement glazing smoke venting systems | Maintenance Costs (MC) | Architectural works ¦ Non-structural works | Finishes under cover |  | 5 | 04 | 060 | 000 | 5.04.060
Ss_30_34_16_65 | 30 | 34 | 16 | 65 | Precast concrete pavement non-glazed smoke venting systems | Construction Costs (CC) | Architectural works ¦ Non-structural works | Finishes under cover |  | 2 | 04 | 060 | 000 | 2.04.060
Ss_30_34_16_65 | 30 | 34 | 16 | 65 | Precast concrete pavement non-glazed smoke venting systems | Renewal Costs (RC) | Architectural works ¦ Non-structural works | Finishes under cover |  | 3 | 04 | 060 | 000 | 3.04.060
Ss_30_34_16_65 | 30 | 34 | 16 | 65 | Precast concrete pavement non-glazed smoke venting systems | Maintenance Costs (MC) | Architectural works ¦ Non-structural works | Finishes under cover |  | 5 | 04 | 060 | 000 | 5.04.060
Ss_30_36 | 30 | 36 |  |  | Ceiling and soffit opening systems | Construction Costs (CC) | Architectural works ¦ Non-structural works | Finishes under cover |  | 2 | 04 | 060 | 000 | 2.04.060
Ss_30_36 | 30 | 36 |  |  | Ceiling and soffit opening systems | Renewal Costs (RC) | Architectural works ¦ Non-structural works | Finishes under cover |  | 3 | 04 | 060 | 000 | 3.04.060
Ss_30_36 | 30 | 36 |  |  | Ceiling and soffit opening systems | Maintenance Costs (MC) | Architectural works ¦ Non-structural works | Finishes under cover |  | 5 | 04 | 060 | 000 | 5.04.060
Ss_30_36_10 | 30 | 36 | 10 |  | Ceiling hatch systems | Construction Costs (CC) | Architectural works ¦ Non-structural works | Finishes under cover |  | 2 | 04 | 060 | 000 | 2.04.060
Ss_30_36_10 | 30 | 36 | 10 |  | Ceiling hatch systems | Renewal Costs (RC) | Architectural works ¦ Non-structural works | Finishes under cover |  | 3 | 04 | 060 | 000 | 3.04.060
Ss_30_36_10 | 30 | 36 | 10 |  | Ceiling hatch systems | Maintenance Costs (MC) | Architectural works ¦ Non-structural works | Finishes under cover |  | 5 | 04 | 060 | 000 | 5.04.060
Ss_30_36_75 | 30 | 36 | 75 |  | Soffit vent systems | Construction Costs (CC) | Architectural works ¦ Non-structural works | Finishes under cover |  | 2 | 04 | 060 | 000 | 2.04.060
Ss_30_36_75 | 30 | 36 | 75 |  | Soffit vent systems | Renewal Costs (RC) | Architectural works ¦ Non-structural works | Finishes under cover |  | 3 | 04 | 060 | 000 | 3.04.060
Ss_30_36_75 | 30 | 36 | 75 |  | Soffit vent systems | Maintenance Costs (MC) | Architectural works ¦ Non-structural works | Finishes under cover |  | 5 | 04 | 060 | 000 | 5.04.060
Ss_30_40 | 30 | 40 |  |  | Roof and balcony covering and finish systems | Construction Costs (CC) | Architectural works ¦ Non-structural works | Roof finishes, skylights and landscaping (including waterproofing and insulation) |  | 2 | 04 | 030 | 000 | 2.04.030
Ss_30_40 | 30 | 40 |  |  | Roof and balcony covering and finish systems | Renewal Costs (RC) | Architectural works ¦ Non-structural works | Roof finishes, skylights and landscaping (including waterproofing and insulation) |  | 3 | 04 | 030 | 000 | 3.04.030
Ss_30_40 | 30 | 40 |  |  | Roof and balcony covering and finish systems | Maintenance Costs (MC) | Architectural works ¦ Non-structural works | Roof finishes, skylights and landscaping (including waterproofing and insulation) |  | 5 | 04 | 030 | 000 | 5.04.030
Ss_30_40_10 | 30 | 40 | 10 |  | Board roof covering systems | Construction Costs (CC) | Architectural works ¦ Non-structural works | Roof finishes, skylights and landscaping (including waterproofing and insulation) |  | 2 | 04 | 030 | 000 | 2.04.030
Ss_30_40_10 | 30 | 40 | 10 |  | Board roof covering systems | Renewal Costs (RC) | Architectural works ¦ Non-structural works | Roof finishes, skylights and landscaping (including waterproofing and insulation) |  | 3 | 04 | 030 | 000 | 3.04.030
Ss_30_40_10 | 30 | 40 | 10 |  | Board roof covering systems | Maintenance Costs (MC) | Architectural works ¦ Non-structural works | Roof finishes, skylights and landscaping (including waterproofing and insulation) |  | 5 | 04 | 030 | 000 | 5.04.030
Ss_30_40_10_30 | 30 | 40 | 10 | 30 | Flat board roof deck systems | Construction Costs (CC) | Architectural works ¦ Non-structural works | Roof finishes, skylights and landscaping (including waterproofing and insulation) |  | 2 | 04 | 030 | 000 | 2.04.030
Ss_30_40_10_30 | 30 | 40 | 10 | 30 | Flat board roof deck systems | Renewal Costs (RC) | Architectural works ¦ Non-structural works | Roof finishes, skylights and landscaping (including waterproofing and insulation) |  | 3 | 04 | 030 | 000 | 3.04.030
Ss_30_40_10_30 | 30 | 40 | 10 | 30 | Flat board roof deck systems | Maintenance Costs (MC) | Architectural works ¦ Non-structural works | Roof finishes, skylights and landscaping (including waterproofing and insulation) |  | 5 | 04 | 030 | 000 | 5.04.030
Ss_30_40_10_60 | 30 | 40 | 10 | 60 | Pitched board roof sarking systems | Construction Costs (CC) | Architectural works ¦ Non-structural works | Roof finishes, skylights and landscaping (including waterproofing and insulation) |  | 2 | 04 | 030 | 000 | 2.04.030
Ss_30_40_10_60 | 30 | 40 | 10 | 60 | Pitched board roof sarking systems | Renewal Costs (RC) | Architectural works ¦ Non-structural works | Roof finishes, skylights and landscaping (including waterproofing and insulation) |  | 3 | 04 | 030 | 000 | 3.04.030
Ss_30_40_10_60 | 30 | 40 | 10 | 60 | Pitched board roof sarking systems | Maintenance Costs (MC) | Architectural works ¦ Non-structural works | Roof finishes, skylights and landscaping (including waterproofing and insulation) |  | 5 | 04 | 030 | 000 | 5.04.030
Ss_30_40_30 | 30 | 40 | 30 |  | Flat roof covering systems | Construction Costs (CC) | Architectural works ¦ Non-structural works | Roof finishes, skylights and landscaping (including waterproofing and insulation) |  | 2 | 04 | 030 | 000 | 2.04.030
Ss_30_40_30 | 30 | 40 | 30 |  | Flat roof covering systems | Renewal Costs (RC) | Architectural works ¦ Non-structural works | Roof finishes, skylights and landscaping (including waterproofing and insulation) |  | 3 | 04 | 030 | 000 | 3.04.030
Ss_30_40_30 | 30 | 40 | 30 |  | Flat roof covering systems | Maintenance Costs (MC) | Architectural works ¦ Non-structural works | Roof finishes, skylights and landscaping (including waterproofing and insulation) |  | 5 | 04 | 030 | 000 | 5.04.030
Ss_30_40_30_40 | 30 | 40 | 30 | 40 | Liquid-applied cold roof covering systems | Construction Costs (CC) | Architectural works ¦ Non-structural works | Roof finishes, skylights and landscaping (including waterproofing and insulation) |  | 2 | 04 | 030 | 000 | 2.04.030
Ss_30_40_30_40 | 30 | 40 | 30 | 40 | Liquid-applied cold roof covering systems | Renewal Costs (RC) | Architectural works ¦ Non-structural works | Roof finishes, skylights and landscaping (including waterproofing and insulation) |  | 3 | 04 | 030 | 000 | 3.04.030
Ss_30_40_30_40 | 30 | 40 | 30 | 40 | Liquid-applied cold roof covering systems | Maintenance Costs (MC) | Architectural works ¦ Non-structural works | Roof finishes, skylights and landscaping (including waterproofing and insulation) |  | 5 | 04 | 030 | 000 | 5.04.030
Ss_30_40_30_42 | 30 | 40 | 30 | 42 | Liquid-applied inverted roof covering systems | Construction Costs (CC) | Architectural works ¦ Non-structural works | Roof finishes, skylights and landscaping (including waterproofing and insulation) |  | 2 | 04 | 030 | 000 | 2.04.030
Ss_30_40_30_42 | 30 | 40 | 30 | 42 | Liquid-applied inverted roof covering systems | Renewal Costs (RC) | Architectural works ¦ Non-structural works | Roof finishes, skylights and landscaping (including waterproofing and insulation) |  | 3 | 04 | 030 | 000 | 3.04.030
Ss_30_40_30_42 | 30 | 40 | 30 | 42 | Liquid-applied inverted roof covering systems | Maintenance Costs (MC) | Architectural works ¦ Non-structural works | Roof finishes, skylights and landscaping (including waterproofing and insulation) |  | 5 | 04 | 030 | 000 | 5.04.030
Ss_30_40_30_43 | 30 | 40 | 30 | 43 | Liquid-applied warm roof covering systems | Construction Costs (CC) | Architectural works ¦ Non-structural works | Roof finishes, skylights and landscaping (including waterproofing and insulation) |  | 2 | 04 | 030 | 000 | 2.04.030
Ss_30_40_30_43 | 30 | 40 | 30 | 43 | Liquid-applied warm roof covering systems | Renewal Costs (RC) | Architectural works ¦ Non-structural works | Roof finishes, skylights and landscaping (including waterproofing and insulation) |  | 3 | 04 | 030 | 000 | 3.04.030
Ss_30_40_30_43 | 30 | 40 | 30 | 43 | Liquid-applied warm roof covering systems | Maintenance Costs (MC) | Architectural works ¦ Non-structural works | Roof finishes, skylights and landscaping (including waterproofing and insulation) |  | 5 | 04 | 030 | 000 | 5.04.030
Ss_30_40_30_50 | 30 | 40 | 30 | 50 | Mastic asphalt cold roof covering systems | Construction Costs (CC) | Architectural works ¦ Non-structural works | Roof finishes, skylights and landscaping (including waterproofing and insulation) |  | 2 | 04 | 030 | 000 | 2.04.030
Ss_30_40_30_50 | 30 | 40 | 30 | 50 | Mastic asphalt cold roof covering systems | Renewal Costs (RC) | Architectural works ¦ Non-structural works | Roof finishes, skylights and landscaping (including waterproofing and insulation) |  | 3 | 04 | 030 | 000 | 3.04.030
Ss_30_40_30_50 | 30 | 40 | 30 | 50 | Mastic asphalt cold roof covering systems | Maintenance Costs (MC) | Architectural works ¦ Non-structural works | Roof finishes, skylights and landscaping (including waterproofing and insulation) |  | 5 | 04 | 030 | 000 | 5.04.030
Ss_30_40_30_52 | 30 | 40 | 30 | 52 | Mastic asphalt inverted roof covering systems | Construction Costs (CC) | Architectural works ¦ Non-structural works | Roof finishes, skylights and landscaping (including waterproofing and insulation) |  | 2 | 04 | 030 | 000 | 2.04.030
Ss_30_40_30_52 | 30 | 40 | 30 | 52 | Mastic asphalt inverted roof covering systems | Renewal Costs (RC) | Architectural works ¦ Non-structural works | Roof finishes, skylights and landscaping (including waterproofing and insulation) |  | 3 | 04 | 030 | 000 | 3.04.030
Ss_30_40_30_52 | 30 | 40 | 30 | 52 | Mastic asphalt inverted roof covering systems | Maintenance Costs (MC) | Architectural works ¦ Non-structural works | Roof finishes, skylights and landscaping (including waterproofing and insulation) |  | 5 | 04 | 030 | 000 | 5.04.030
Ss_30_40_30_55 | 30 | 40 | 30 | 55 | Mastic asphalt warm roof covering systems | Construction Costs (CC) | Architectural works ¦ Non-structural works | Roof finishes, skylights and landscaping (including waterproofing and insulation) |  | 2 | 04 | 030 | 000 | 2.04.030
Ss_30_40_30_55 | 30 | 40 | 30 | 55 | Mastic asphalt warm roof covering systems | Renewal Costs (RC) | Architectural works ¦ Non-structural works | Roof finishes, skylights and landscaping (including waterproofing and insulation) |  | 3 | 04 | 030 | 000 | 3.04.030
Ss_30_40_30_55 | 30 | 40 | 30 | 55 | Mastic asphalt warm roof covering systems | Maintenance Costs (MC) | Architectural works ¦ Non-structural works | Roof finishes, skylights and landscaping (including waterproofing and insulation) |  | 5 | 04 | 030 | 000 | 5.04.030
Ss_30_40_30_70 | 30 | 40 | 30 | 70 | Reinforced bitumen membrane cold roof covering systems | Construction Costs (CC) | Architectural works ¦ Non-structural works | Roof finishes, skylights and landscaping (including waterproofing and insulation) |  | 2 | 04 | 030 | 000 | 2.04.030
Ss_30_40_30_70 | 30 | 40 | 30 | 70 | Reinforced bitumen membrane cold roof covering systems | Renewal Costs (RC) | Architectural works ¦ Non-structural works | Roof finishes, skylights and landscaping (including waterproofing and insulation) |  | 3 | 04 | 030 | 000 | 3.04.030
Ss_30_40_30_70 | 30 | 40 | 30 | 70 | Reinforced bitumen membrane cold roof covering systems | Maintenance Costs (MC) | Architectural works ¦ Non-structural works | Roof finishes, skylights and landscaping (including waterproofing and insulation) |  | 5 | 04 | 030 | 000 | 5.04.030
Ss_30_40_30_71 | 30 | 40 | 30 | 71 | Reinforced bitumen membrane inverted roof covering systems | Construction Costs (CC) | Architectural works ¦ Non-structural works | Roof finishes, skylights and landscaping (including waterproofing and insulation) |  | 2 | 04 | 030 | 000 | 2.04.030
Ss_30_40_30_71 | 30 | 40 | 30 | 71 | Reinforced bitumen membrane inverted roof covering systems | Renewal Costs (RC) | Architectural works ¦ Non-structural works | Roof finishes, skylights and landscaping (including waterproofing and insulation) |  | 3 | 04 | 030 | 000 | 3.04.030
Ss_30_40_30_71 | 30 | 40 | 30 | 71 | Reinforced bitumen membrane inverted roof covering systems | Maintenance Costs (MC) | Architectural works ¦ Non-structural works | Roof finishes, skylights and landscaping (including waterproofing and insulation) |  | 5 | 04 | 030 | 000 | 5.04.030
Ss_30_40_30_72 | 30 | 40 | 30 | 72 | Reinforced bitumen membrane warm roof covering systems | Construction Costs (CC) | Architectural works ¦ Non-structural works | Roof finishes, skylights and landscaping (including waterproofing and insulation) |  | 2 | 04 | 030 | 000 | 2.04.030
Ss_30_40_30_72 | 30 | 40 | 30 | 72 | Reinforced bitumen membrane warm roof covering systems | Renewal Costs (RC) | Architectural works ¦ Non-structural works | Roof finishes, skylights and landscaping (including waterproofing and insulation) |  | 3 | 04 | 030 | 000 | 3.04.030
Ss_30_40_30_72 | 30 | 40 | 30 | 72 | Reinforced bitumen membrane warm roof covering systems | Maintenance Costs (MC) | Architectural works ¦ Non-structural works | Roof finishes, skylights and landscaping (including waterproofing and insulation) |  | 5 | 04 | 030 | 000 | 5.04.030
Ss_30_40_30_78 | 30 | 40 | 30 | 78 | Single layer sheet cold roof covering systems | Construction Costs (CC) | Architectural works ¦ Non-structural works | Roof finishes, skylights and landscaping (including waterproofing and insulation) |  | 2 | 04 | 030 | 000 | 2.04.030
Ss_30_40_30_78 | 30 | 40 | 30 | 78 | Single layer sheet cold roof covering systems | Renewal Costs (RC) | Architectural works ¦ Non-structural works | Roof finishes, skylights and landscaping (including waterproofing and insulation) |  | 3 | 04 | 030 | 000 | 3.04.030
Ss_30_40_30_78 | 30 | 40 | 30 | 78 | Single layer sheet cold roof covering systems | Maintenance Costs (MC) | Architectural works ¦ Non-structural works | Roof finishes, skylights and landscaping (including waterproofing and insulation) |  | 5 | 04 | 030 | 000 | 5.04.030
Ss_30_40_30_79 | 30 | 40 | 30 | 79 | Single layer sheet inverted roof covering systems | Construction Costs (CC) | Architectural works ¦ Non-structural works | Roof finishes, skylights and landscaping (including waterproofing and insulation) |  | 2 | 04 | 030 | 000 | 2.04.030
Ss_30_40_30_79 | 30 | 40 | 30 | 79 | Single layer sheet inverted roof covering systems | Renewal Costs (RC) | Architectural works ¦ Non-structural works | Roof finishes, skylights and landscaping (including waterproofing and insulation) |  | 3 | 04 | 030 | 000 | 3.04.030
Ss_30_40_30_79 | 30 | 40 | 30 | 79 | Single layer sheet inverted roof covering systems | Maintenance Costs (MC) | Architectural works ¦ Non-structural works | Roof finishes, skylights and landscaping (including waterproofing and insulation) |  | 5 | 04 | 030 | 000 | 5.04.030
Ss_30_40_30_80 | 30 | 40 | 30 | 80 | Single layer sheet warm roof covering systems | Construction Costs (CC) | Architectural works ¦ Non-structural works | Roof finishes, skylights and landscaping (including waterproofing and insulation) |  | 2 | 04 | 030 | 000 | 2.04.030
Ss_30_40_30_80 | 30 | 40 | 30 | 80 | Single layer sheet warm roof covering systems | Renewal Costs (RC) | Architectural works ¦ Non-structural works | Roof finishes, skylights and landscaping (including waterproofing and insulation) |  | 3 | 04 | 030 | 000 | 3.04.030
Ss_30_40_30_80 | 30 | 40 | 30 | 80 | Single layer sheet warm roof covering systems | Maintenance Costs (MC) | Architectural works ¦ Non-structural works | Roof finishes, skylights and landscaping (including waterproofing and insulation) |  | 5 | 04 | 030 | 000 | 5.04.030
Ss_30_40_34 | 30 | 40 | 34 |  | Glass roofing systems | Construction Costs (CC) | Architectural works ¦ Non-structural works | Roof finishes, skylights and landscaping (including waterproofing and insulation) |  | 2 | 04 | 030 | 000 | 2.04.030
Ss_30_40_34 | 30 | 40 | 34 |  | Glass roofing systems | Renewal Costs (RC) | Architectural works ¦ Non-structural works | Roof finishes, skylights and landscaping (including waterproofing and insulation) |  | 3 | 04 | 030 | 000 | 3.04.030
Ss_30_40_34 | 30 | 40 | 34 |  | Glass roofing systems | Maintenance Costs (MC) | Architectural works ¦ Non-structural works | Roof finishes, skylights and landscaping (including waterproofing and insulation) |  | 5 | 04 | 030 | 000 | 5.04.030
Ss_30_40_34_15 | 30 | 40 | 34 | 15 | Cantilevered structural glass beam canopy systems | Construction Costs (CC) | Architectural works ¦ Non-structural works | Roof finishes, skylights and landscaping (including waterproofing and insulation) |  | 2 | 04 | 030 | 000 | 2.04.030
Ss_30_40_34_15 | 30 | 40 | 34 | 15 | Cantilevered structural glass beam canopy systems | Renewal Costs (RC) | Architectural works ¦ Non-structural works | Roof finishes, skylights and landscaping (including waterproofing and insulation) |  | 3 | 04 | 030 | 000 | 3.04.030
Ss_30_40_34_15 | 30 | 40 | 34 | 15 | Cantilevered structural glass beam canopy systems | Maintenance Costs (MC) | Architectural works ¦ Non-structural works | Roof finishes, skylights and landscaping (including waterproofing and insulation) |  | 5 | 04 | 030 | 000 | 5.04.030
Ss_30_40_34_60 | 30 | 40 | 34 | 60 | Point-fixed structural glass canopy systems | Construction Costs (CC) | Architectural works ¦ Non-structural works | Roof finishes, skylights and landscaping (including waterproofing and insulation) |  | 2 | 04 | 030 | 000 | 2.04.030
Ss_30_40_34_60 | 30 | 40 | 34 | 60 | Point-fixed structural glass canopy systems | Renewal Costs (RC) | Architectural works ¦ Non-structural works | Roof finishes, skylights and landscaping (including waterproofing and insulation) |  | 3 | 04 | 030 | 000 | 3.04.030
Ss_30_40_34_60 | 30 | 40 | 34 | 60 | Point-fixed structural glass canopy systems | Maintenance Costs (MC) | Architectural works ¦ Non-structural works | Roof finishes, skylights and landscaping (including waterproofing and insulation) |  | 5 | 04 | 030 | 000 | 5.04.030
Ss_30_40_34_65 | 30 | 40 | 34 | 65 | Point-fixed structural glass roof systems | Construction Costs (CC) | Architectural works ¦ Non-structural works | Roof finishes, skylights and landscaping (including waterproofing and insulation) |  | 2 | 04 | 030 | 000 | 2.04.030
Ss_30_40_34_65 | 30 | 40 | 34 | 65 | Point-fixed structural glass roof systems | Renewal Costs (RC) | Architectural works ¦ Non-structural works | Roof finishes, skylights and landscaping (including waterproofing and insulation) |  | 3 | 04 | 030 | 000 | 3.04.030
Ss_30_40_34_65 | 30 | 40 | 34 | 65 | Point-fixed structural glass roof systems | Maintenance Costs (MC) | Architectural works ¦ Non-structural works | Roof finishes, skylights and landscaping (including waterproofing and insulation) |  | 5 | 04 | 030 | 000 | 5.04.030
Ss_30_40_34_70 | 30 | 40 | 34 | 70 | Point-fixed structural glass soffit systems | Construction Costs (CC) | Architectural works ¦ Non-structural works | Roof finishes, skylights and landscaping (including waterproofing and insulation) |  | 2 | 04 | 030 | 000 | 2.04.030
Ss_30_40_34_70 | 30 | 40 | 34 | 70 | Point-fixed structural glass soffit systems | Renewal Costs (RC) | Architectural works ¦ Non-structural works | Roof finishes, skylights and landscaping (including waterproofing and insulation) |  | 3 | 04 | 030 | 000 | 3.04.030
Ss_30_40_34_70 | 30 | 40 | 34 | 70 | Point-fixed structural glass soffit systems | Maintenance Costs (MC) | Architectural works ¦ Non-structural works | Roof finishes, skylights and landscaping (including waterproofing and insulation) |  | 5 | 04 | 030 | 000 | 5.04.030
Ss_30_40_34_75 | 30 | 40 | 34 | 75 | Sloping patent glazing systems | Construction Costs (CC) | Architectural works ¦ Non-structural works | Roof finishes, skylights and landscaping (including waterproofing and insulation) |  | 2 | 04 | 030 | 000 | 2.04.030
Ss_30_40_34_75 | 30 | 40 | 34 | 75 | Sloping patent glazing systems | Renewal Costs (RC) | Architectural works ¦ Non-structural works | Roof finishes, skylights and landscaping (including waterproofing and insulation) |  | 3 | 04 | 030 | 000 | 3.04.030
Ss_30_40_34_75 | 30 | 40 | 34 | 75 | Sloping patent glazing systems | Maintenance Costs (MC) | Architectural works ¦ Non-structural works | Roof finishes, skylights and landscaping (including waterproofing and insulation) |  | 5 | 04 | 030 | 000 | 5.04.030
Ss_30_40_50 | 30 | 40 | 50 |  | Metal sheet, fully supported roof and dormer covering systems | Construction Costs (CC) | Architectural works ¦ Non-structural works | Roof finishes, skylights and landscaping (including waterproofing and insulation) |  | 2 | 04 | 030 | 000 | 2.04.030
Ss_30_40_50 | 30 | 40 | 50 |  | Metal sheet, fully supported roof and dormer covering systems | Renewal Costs (RC) | Architectural works ¦ Non-structural works | Roof finishes, skylights and landscaping (including waterproofing and insulation) |  | 3 | 04 | 030 | 000 | 3.04.030
Ss_30_40_50 | 30 | 40 | 50 |  | Metal sheet, fully supported roof and dormer covering systems | Maintenance Costs (MC) | Architectural works ¦ Non-structural works | Roof finishes, skylights and landscaping (including waterproofing and insulation) |  | 5 | 04 | 030 | 000 | 5.04.030
Ss_30_40_50_05 | 30 | 40 | 50 | 05 | Aluminium sheet dormer covering systems | Construction Costs (CC) | Architectural works ¦ Non-structural works | Roof finishes, skylights and landscaping (including waterproofing and insulation) |  | 2 | 04 | 030 | 000 | 2.04.030
Ss_30_40_50_05 | 30 | 40 | 50 | 05 | Aluminium sheet dormer covering systems | Renewal Costs (RC) | Architectural works ¦ Non-structural works | Roof finishes, skylights and landscaping (including waterproofing and insulation) |  | 3 | 04 | 030 | 000 | 3.04.030
Ss_30_40_50_05 | 30 | 40 | 50 | 05 | Aluminium sheet dormer covering systems | Maintenance Costs (MC) | Architectural works ¦ Non-structural works | Roof finishes, skylights and landscaping (including waterproofing and insulation) |  | 5 | 04 | 030 | 000 | 5.04.030
Ss_30_40_50_10 | 30 | 40 | 50 | 10 | Aluminium sheet roof covering systems | Construction Costs (CC) | Architectural works ¦ Non-structural works | Roof finishes, skylights and landscaping (including waterproofing and insulation) |  | 2 | 04 | 030 | 000 | 2.04.030
Ss_30_40_50_10 | 30 | 40 | 50 | 10 | Aluminium sheet roof covering systems | Renewal Costs (RC) | Architectural works ¦ Non-structural works | Roof finishes, skylights and landscaping (including waterproofing and insulation) |  | 3 | 04 | 030 | 000 | 3.04.030
Ss_30_40_50_10 | 30 | 40 | 50 | 10 | Aluminium sheet roof covering systems | Maintenance Costs (MC) | Architectural works ¦ Non-structural works | Roof finishes, skylights and landscaping (including waterproofing and insulation) |  | 5 | 04 | 030 | 000 | 5.04.030
Ss_30_40_50_12 | 30 | 40 | 50 | 12 | Carbon steel sheet dormer covering systems | Construction Costs (CC) | Architectural works ¦ Non-structural works | Roof finishes, skylights and landscaping (including waterproofing and insulation) |  | 2 | 04 | 030 | 000 | 2.04.030
Ss_30_40_50_12 | 30 | 40 | 50 | 12 | Carbon steel sheet dormer covering systems | Renewal Costs (RC) | Architectural works ¦ Non-structural works | Roof finishes, skylights and landscaping (including waterproofing and insulation) |  | 3 | 04 | 030 | 000 | 3.04.030
Ss_30_40_50_12 | 30 | 40 | 50 | 12 | Carbon steel sheet dormer covering systems | Maintenance Costs (MC) | Architectural works ¦ Non-structural works | Roof finishes, skylights and landscaping (including waterproofing and insulation) |  | 5 | 04 | 030 | 000 | 5.04.030
Ss_30_40_50_13 | 30 | 40 | 50 | 13 | Carbon steel sheet roof covering systems | Construction Costs (CC) | Architectural works ¦ Non-structural works | Roof finishes, skylights and landscaping (including waterproofing and insulation) |  | 2 | 04 | 030 | 000 | 2.04.030
Ss_30_40_50_13 | 30 | 40 | 50 | 13 | Carbon steel sheet roof covering systems | Renewal Costs (RC) | Architectural works ¦ Non-structural works | Roof finishes, skylights and landscaping (including waterproofing and insulation) |  | 3 | 04 | 030 | 000 | 3.04.030
Ss_30_40_50_13 | 30 | 40 | 50 | 13 | Carbon steel sheet roof covering systems | Maintenance Costs (MC) | Architectural works ¦ Non-structural works | Roof finishes, skylights and landscaping (including waterproofing and insulation) |  | 5 | 04 | 030 | 000 | 5.04.030
Ss_30_40_50_15 | 30 | 40 | 50 | 15 | Copper sheet dormer covering systems | Construction Costs (CC) | Architectural works ¦ Non-structural works | Roof finishes, skylights and landscaping (including waterproofing and insulation) |  | 2 | 04 | 030 | 000 | 2.04.030
Ss_30_40_50_15 | 30 | 40 | 50 | 15 | Copper sheet dormer covering systems | Renewal Costs (RC) | Architectural works ¦ Non-structural works | Roof finishes, skylights and landscaping (including waterproofing and insulation) |  | 3 | 04 | 030 | 000 | 3.04.030
Ss_30_40_50_15 | 30 | 40 | 50 | 15 | Copper sheet dormer covering systems | Maintenance Costs (MC) | Architectural works ¦ Non-structural works | Roof finishes, skylights and landscaping (including waterproofing and insulation) |  | 5 | 04 | 030 | 000 | 5.04.030
Ss_30_40_50_20 | 30 | 40 | 50 | 20 | Copper sheet roof covering systems | Construction Costs (CC) | Architectural works ¦ Non-structural works | Roof finishes, skylights and landscaping (including waterproofing and insulation) |  | 2 | 04 | 030 | 000 | 2.04.030
Ss_30_40_50_20 | 30 | 40 | 50 | 20 | Copper sheet roof covering systems | Renewal Costs (RC) | Architectural works ¦ Non-structural works | Roof finishes, skylights and landscaping (including waterproofing and insulation) |  | 3 | 04 | 030 | 000 | 3.04.030
Ss_30_40_50_20 | 30 | 40 | 50 | 20 | Copper sheet roof covering systems | Maintenance Costs (MC) | Architectural works ¦ Non-structural works | Roof finishes, skylights and landscaping (including waterproofing and insulation) |  | 5 | 04 | 030 | 000 | 5.04.030
Ss_30_40_50_40 | 30 | 40 | 50 | 40 | Lead sheet dormer covering systems | Construction Costs (CC) | Architectural works ¦ Non-structural works | Roof finishes, skylights and landscaping (including waterproofing and insulation) |  | 2 | 04 | 030 | 000 | 2.04.030
Ss_30_40_50_40 | 30 | 40 | 50 | 40 | Lead sheet dormer covering systems | Renewal Costs (RC) | Architectural works ¦ Non-structural works | Roof finishes, skylights and landscaping (including waterproofing and insulation) |  | 3 | 04 | 030 | 000 | 3.04.030
Ss_30_40_50_40 | 30 | 40 | 50 | 40 | Lead sheet dormer covering systems | Maintenance Costs (MC) | Architectural works ¦ Non-structural works | Roof finishes, skylights and landscaping (including waterproofing and insulation) |  | 5 | 04 | 030 | 000 | 5.04.030
Ss_30_40_50_45 | 30 | 40 | 50 | 45 | Lead sheet roof covering systems | Construction Costs (CC) | Architectural works ¦ Non-structural works | Roof finishes, skylights and landscaping (including waterproofing and insulation) |  | 2 | 04 | 030 | 000 | 2.04.030
Ss_30_40_50_45 | 30 | 40 | 50 | 45 | Lead sheet roof covering systems | Renewal Costs (RC) | Architectural works ¦ Non-structural works | Roof finishes, skylights and landscaping (including waterproofing and insulation) |  | 3 | 04 | 030 | 000 | 3.04.030
Ss_30_40_50_45 | 30 | 40 | 50 | 45 | Lead sheet roof covering systems | Maintenance Costs (MC) | Architectural works ¦ Non-structural works | Roof finishes, skylights and landscaping (including waterproofing and insulation) |  | 5 | 04 | 030 | 000 | 5.04.030
Ss_30_40_50_50 | 30 | 40 | 50 | 50 | Lead-wrapped panel systems | Construction Costs (CC) | Architectural works ¦ Non-structural works | Roof finishes, skylights and landscaping (including waterproofing and insulation) |  | 2 | 04 | 030 | 000 | 2.04.030
Ss_30_40_50_50 | 30 | 40 | 50 | 50 | Lead-wrapped panel systems | Renewal Costs (RC) | Architectural works ¦ Non-structural works | Roof finishes, skylights and landscaping (including waterproofing and insulation) |  | 3 | 04 | 030 | 000 | 3.04.030
Ss_30_40_50_50 | 30 | 40 | 50 | 50 | Lead-wrapped panel systems | Maintenance Costs (MC) | Architectural works ¦ Non-structural works | Roof finishes, skylights and landscaping (including waterproofing and insulation) |  | 5 | 04 | 030 | 000 | 5.04.030
Ss_30_40_50_75 | 30 | 40 | 50 | 75 | Stainless steel sheet dormer covering systems | Construction Costs (CC) | Architectural works ¦ Non-structural works | Roof finishes, skylights and landscaping (including waterproofing and insulation) |  | 2 | 04 | 030 | 000 | 2.04.030
Ss_30_40_50_75 | 30 | 40 | 50 | 75 | Stainless steel sheet dormer covering systems | Renewal Costs (RC) | Architectural works ¦ Non-structural works | Roof finishes, skylights and landscaping (including waterproofing and insulation) |  | 3 | 04 | 030 | 000 | 3.04.030
Ss_30_40_50_75 | 30 | 40 | 50 | 75 | Stainless steel sheet dormer covering systems | Maintenance Costs (MC) | Architectural works ¦ Non-structural works | Roof finishes, skylights and landscaping (including waterproofing and insulation) |  | 5 | 04 | 030 | 000 | 5.04.030
Ss_30_40_50_80 | 30 | 40 | 50 | 80 | Stainless steel sheet roof covering systems | Construction Costs (CC) | Architectural works ¦ Non-structural works | Roof finishes, skylights and landscaping (including waterproofing and insulation) |  | 2 | 04 | 030 | 000 | 2.04.030
Ss_30_40_50_80 | 30 | 40 | 50 | 80 | Stainless steel sheet roof covering systems | Renewal Costs (RC) | Architectural works ¦ Non-structural works | Roof finishes, skylights and landscaping (including waterproofing and insulation) |  | 3 | 04 | 030 | 000 | 3.04.030
Ss_30_40_50_80 | 30 | 40 | 50 | 80 | Stainless steel sheet roof covering systems | Maintenance Costs (MC) | Architectural works ¦ Non-structural works | Roof finishes, skylights and landscaping (including waterproofing and insulation) |  | 5 | 04 | 030 | 000 | 5.04.030
Ss_30_40_50_90 | 30 | 40 | 50 | 90 | Zinc sheet dormer covering systems | Construction Costs (CC) | Architectural works ¦ Non-structural works | Roof finishes, skylights and landscaping (including waterproofing and insulation) |  | 2 | 04 | 030 | 000 | 2.04.030
Ss_30_40_50_90 | 30 | 40 | 50 | 90 | Zinc sheet dormer covering systems | Renewal Costs (RC) | Architectural works ¦ Non-structural works | Roof finishes, skylights and landscaping (including waterproofing and insulation) |  | 3 | 04 | 030 | 000 | 3.04.030
Ss_30_40_50_90 | 30 | 40 | 50 | 90 | Zinc sheet dormer covering systems | Maintenance Costs (MC) | Architectural works ¦ Non-structural works | Roof finishes, skylights and landscaping (including waterproofing and insulation) |  | 5 | 04 | 030 | 000 | 5.04.030
Ss_30_40_50_95 | 30 | 40 | 50 | 95 | Zinc sheet roof covering systems | Construction Costs (CC) | Architectural works ¦ Non-structural works | Roof finishes, skylights and landscaping (including waterproofing and insulation) |  | 2 | 04 | 030 | 000 | 2.04.030
Ss_30_40_50_95 | 30 | 40 | 50 | 95 | Zinc sheet roof covering systems | Renewal Costs (RC) | Architectural works ¦ Non-structural works | Roof finishes, skylights and landscaping (including waterproofing and insulation) |  | 3 | 04 | 030 | 000 | 3.04.030
Ss_30_40_50_95 | 30 | 40 | 50 | 95 | Zinc sheet roof covering systems | Maintenance Costs (MC) | Architectural works ¦ Non-structural works | Roof finishes, skylights and landscaping (including waterproofing and insulation) |  | 5 | 04 | 030 | 000 | 5.04.030
Ss_30_40_55 | 30 | 40 | 55 |  | Metal composite panel roof covering systems | Construction Costs (CC) | Architectural works ¦ Non-structural works | Roof finishes, skylights and landscaping (including waterproofing and insulation) |  | 2 | 04 | 030 | 000 | 2.04.030
Ss_30_40_55 | 30 | 40 | 55 |  | Metal composite panel roof covering systems | Renewal Costs (RC) | Architectural works ¦ Non-structural works | Roof finishes, skylights and landscaping (including waterproofing and insulation) |  | 3 | 04 | 030 | 000 | 3.04.030
Ss_30_40_55 | 30 | 40 | 55 |  | Metal composite panel roof covering systems | Maintenance Costs (MC) | Architectural works ¦ Non-structural works | Roof finishes, skylights and landscaping (including waterproofing and insulation) |  | 5 | 04 | 030 | 000 | 5.04.030
Ss_30_40_55_10 | 30 | 40 | 55 | 10 | Built up metal insulating sandwich panel roof systems | Construction Costs (CC) | Architectural works ¦ Non-structural works | Roof finishes, skylights and landscaping (including waterproofing and insulation) |  | 2 | 04 | 030 | 000 | 2.04.030
Ss_30_40_55_10 | 30 | 40 | 55 | 10 | Built up metal insulating sandwich panel roof systems | Renewal Costs (RC) | Architectural works ¦ Non-structural works | Roof finishes, skylights and landscaping (including waterproofing and insulation) |  | 3 | 04 | 030 | 000 | 3.04.030
Ss_30_40_55_10 | 30 | 40 | 55 | 10 | Built up metal insulating sandwich panel roof systems | Maintenance Costs (MC) | Architectural works ¦ Non-structural works | Roof finishes, skylights and landscaping (including waterproofing and insulation) |  | 5 | 04 | 030 | 000 | 5.04.030
Ss_30_40_55_50 | 30 | 40 | 55 | 50 | Metal composite panel roofing systems | Construction Costs (CC) | Architectural works ¦ Non-structural works | Roof finishes, skylights and landscaping (including waterproofing and insulation) |  | 2 | 04 | 030 | 000 | 2.04.030
Ss_30_40_55_50 | 30 | 40 | 55 | 50 | Metal composite panel roofing systems | Renewal Costs (RC) | Architectural works ¦ Non-structural works | Roof finishes, skylights and landscaping (including waterproofing and insulation) |  | 3 | 04 | 030 | 000 | 3.04.030
Ss_30_40_55_50 | 30 | 40 | 55 | 50 | Metal composite panel roofing systems | Maintenance Costs (MC) | Architectural works ¦ Non-structural works | Roof finishes, skylights and landscaping (including waterproofing and insulation) |  | 5 | 04 | 030 | 000 | 5.04.030
Ss_30_40_55_54 | 30 | 40 | 55 | 54 | Metal insulating sandwich panel roof systems | Construction Costs (CC) | Architectural works ¦ Non-structural works | Roof finishes, skylights and landscaping (including waterproofing and insulation) |  | 2 | 04 | 030 | 000 | 2.04.030
Ss_30_40_55_54 | 30 | 40 | 55 | 54 | Metal insulating sandwich panel roof systems | Renewal Costs (RC) | Architectural works ¦ Non-structural works | Roof finishes, skylights and landscaping (including waterproofing and insulation) |  | 3 | 04 | 030 | 000 | 3.04.030
Ss_30_40_55_54 | 30 | 40 | 55 | 54 | Metal insulating sandwich panel roof systems | Maintenance Costs (MC) | Architectural works ¦ Non-structural works | Roof finishes, skylights and landscaping (including waterproofing and insulation) |  | 5 | 04 | 030 | 000 | 5.04.030
Ss_30_40_55_55 | 30 | 40 | 55 | 55 | Metal semi-composite panel roofing systems | Construction Costs (CC) | Architectural works ¦ Non-structural works | Roof finishes, skylights and landscaping (including waterproofing and insulation) |  | 2 | 04 | 030 | 000 | 2.04.030
Ss_30_40_55_55 | 30 | 40 | 55 | 55 | Metal semi-composite panel roofing systems | Renewal Costs (RC) | Architectural works ¦ Non-structural works | Roof finishes, skylights and landscaping (including waterproofing and insulation) |  | 3 | 04 | 030 | 000 | 3.04.030
Ss_30_40_55_55 | 30 | 40 | 55 | 55 | Metal semi-composite panel roofing systems | Maintenance Costs (MC) | Architectural works ¦ Non-structural works | Roof finishes, skylights and landscaping (including waterproofing and insulation) |  | 5 | 04 | 030 | 000 | 5.04.030
Ss_30_40_65 | 30 | 40 | 65 |  | Profiled sheet roof covering systems | Construction Costs (CC) | Architectural works ¦ Non-structural works | Roof finishes, skylights and landscaping (including waterproofing and insulation) |  | 2 | 04 | 030 | 000 | 2.04.030
Ss_30_40_65 | 30 | 40 | 65 |  | Profiled sheet roof covering systems | Renewal Costs (RC) | Architectural works ¦ Non-structural works | Roof finishes, skylights and landscaping (including waterproofing and insulation) |  | 3 | 04 | 030 | 000 | 3.04.030
Ss_30_40_65 | 30 | 40 | 65 |  | Profiled sheet roof covering systems | Maintenance Costs (MC) | Architectural works ¦ Non-structural works | Roof finishes, skylights and landscaping (including waterproofing and insulation) |  | 5 | 04 | 030 | 000 | 5.04.030
Ss_30_40_65_30 | 30 | 40 | 65 | 30 | Fibre cement profiled sheet roof covering systems | Construction Costs (CC) | Architectural works ¦ Non-structural works | Roof finishes, skylights and landscaping (including waterproofing and insulation) |  | 2 | 04 | 030 | 000 | 2.04.030
Ss_30_40_65_30 | 30 | 40 | 65 | 30 | Fibre cement profiled sheet roof covering systems | Renewal Costs (RC) | Architectural works ¦ Non-structural works | Roof finishes, skylights and landscaping (including waterproofing and insulation) |  | 3 | 04 | 030 | 000 | 3.04.030
Ss_30_40_65_30 | 30 | 40 | 65 | 30 | Fibre cement profiled sheet roof covering systems | Maintenance Costs (MC) | Architectural works ¦ Non-structural works | Roof finishes, skylights and landscaping (including waterproofing and insulation) |  | 5 | 04 | 030 | 000 | 5.04.030
Ss_30_40_65_50 | 30 | 40 | 65 | 50 | Metal profiled sheet roof covering systems | Construction Costs (CC) | Architectural works ¦ Non-structural works | Roof finishes, skylights and landscaping (including waterproofing and insulation) |  | 2 | 04 | 030 | 000 | 2.04.030
Ss_30_40_65_50 | 30 | 40 | 65 | 50 | Metal profiled sheet roof covering systems | Renewal Costs (RC) | Architectural works ¦ Non-structural works | Roof finishes, skylights and landscaping (including waterproofing and insulation) |  | 3 | 04 | 030 | 000 | 3.04.030
Ss_30_40_65_50 | 30 | 40 | 65 | 50 | Metal profiled sheet roof covering systems | Maintenance Costs (MC) | Architectural works ¦ Non-structural works | Roof finishes, skylights and landscaping (including waterproofing and insulation) |  | 5 | 04 | 030 | 000 | 5.04.030
Ss_30_40_65_60 | 30 | 40 | 65 | 60 | Plastics profiled sheet roof covering systems | Construction Costs (CC) | Architectural works ¦ Non-structural works | Roof finishes, skylights and landscaping (including waterproofing and insulation) |  | 2 | 04 | 030 | 000 | 2.04.030
Ss_30_40_65_60 | 30 | 40 | 65 | 60 | Plastics profiled sheet roof covering systems | Renewal Costs (RC) | Architectural works ¦ Non-structural works | Roof finishes, skylights and landscaping (including waterproofing and insulation) |  | 3 | 04 | 030 | 000 | 3.04.030
Ss_30_40_65_60 | 30 | 40 | 65 | 60 | Plastics profiled sheet roof covering systems | Maintenance Costs (MC) | Architectural works ¦ Non-structural works | Roof finishes, skylights and landscaping (including waterproofing and insulation) |  | 5 | 04 | 030 | 000 | 5.04.030
Ss_30_40_90 | 30 | 40 | 90 |  | Tensile fabric roofing systems | Construction Costs (CC) | Architectural works ¦ Non-structural works | Roof finishes, skylights and landscaping (including waterproofing and insulation) |  | 2 | 04 | 030 | 000 | 2.04.030
Ss_30_40_90 | 30 | 40 | 90 |  | Tensile fabric roofing systems | Renewal Costs (RC) | Architectural works ¦ Non-structural works | Roof finishes, skylights and landscaping (including waterproofing and insulation) |  | 3 | 04 | 030 | 000 | 3.04.030
Ss_30_40_90 | 30 | 40 | 90 |  | Tensile fabric roofing systems | Maintenance Costs (MC) | Architectural works ¦ Non-structural works | Roof finishes, skylights and landscaping (including waterproofing and insulation) |  | 5 | 04 | 030 | 000 | 5.04.030
Ss_30_40_90_40 | 30 | 40 | 90 | 40 | Internal single layer tensile fabric roofing systems | Construction Costs (CC) | Architectural works ¦ Non-structural works | Roof finishes, skylights and landscaping (including waterproofing and insulation) |  | 2 | 04 | 030 | 000 | 2.04.030
Ss_30_40_90_40 | 30 | 40 | 90 | 40 | Internal single layer tensile fabric roofing systems | Renewal Costs (RC) | Architectural works ¦ Non-structural works | Roof finishes, skylights and landscaping (including waterproofing and insulation) |  | 3 | 04 | 030 | 000 | 3.04.030
Ss_30_40_90_40 | 30 | 40 | 90 | 40 | Internal single layer tensile fabric roofing systems | Maintenance Costs (MC) | Architectural works ¦ Non-structural works | Roof finishes, skylights and landscaping (including waterproofing and insulation) |  | 5 | 04 | 030 | 000 | 5.04.030
Ss_30_40_90_50 | 30 | 40 | 90 | 50 | Multilayer tensile fabric roofing systems | Construction Costs (CC) | Architectural works ¦ Non-structural works | Roof finishes, skylights and landscaping (including waterproofing and insulation) |  | 2 | 04 | 030 | 000 | 2.04.030
Ss_30_40_90_50 | 30 | 40 | 90 | 50 | Multilayer tensile fabric roofing systems | Renewal Costs (RC) | Architectural works ¦ Non-structural works | Roof finishes, skylights and landscaping (including waterproofing and insulation) |  | 3 | 04 | 030 | 000 | 3.04.030
Ss_30_40_90_50 | 30 | 40 | 90 | 50 | Multilayer tensile fabric roofing systems | Maintenance Costs (MC) | Architectural works ¦ Non-structural works | Roof finishes, skylights and landscaping (including waterproofing and insulation) |  | 5 | 04 | 030 | 000 | 5.04.030
Ss_30_40_90_75 | 30 | 40 | 90 | 75 | Single layer tensile fabric roofing systems | Construction Costs (CC) | Architectural works ¦ Non-structural works | Roof finishes, skylights and landscaping (including waterproofing and insulation) |  | 2 | 04 | 030 | 000 | 2.04.030
Ss_30_40_90_75 | 30 | 40 | 90 | 75 | Single layer tensile fabric roofing systems | Renewal Costs (RC) | Architectural works ¦ Non-structural works | Roof finishes, skylights and landscaping (including waterproofing and insulation) |  | 3 | 04 | 030 | 000 | 3.04.030
Ss_30_40_90_75 | 30 | 40 | 90 | 75 | Single layer tensile fabric roofing systems | Maintenance Costs (MC) | Architectural works ¦ Non-structural works | Roof finishes, skylights and landscaping (including waterproofing and insulation) |  | 5 | 04 | 030 | 000 | 5.04.030
Ss_30_40_92 | 30 | 40 | 92 |  | Thatch roof covering systems | Construction Costs (CC) | Architectural works ¦ Non-structural works | Roof finishes, skylights and landscaping (including waterproofing and insulation) |  | 2 | 04 | 030 | 000 | 2.04.030
Ss_30_40_92 | 30 | 40 | 92 |  | Thatch roof covering systems | Renewal Costs (RC) | Architectural works ¦ Non-structural works | Roof finishes, skylights and landscaping (including waterproofing and insulation) |  | 3 | 04 | 030 | 000 | 3.04.030
Ss_30_40_92 | 30 | 40 | 92 |  | Thatch roof covering systems | Maintenance Costs (MC) | Architectural works ¦ Non-structural works | Roof finishes, skylights and landscaping (including waterproofing and insulation) |  | 5 | 04 | 030 | 000 | 5.04.030
Ss_30_40_92_85 | 30 | 40 | 92 | 85 | Thatch roofing systems | Construction Costs (CC) | Architectural works ¦ Non-structural works | Roof finishes, skylights and landscaping (including waterproofing and insulation) |  | 2 | 04 | 030 | 000 | 2.04.030
Ss_30_40_92_85 | 30 | 40 | 92 | 85 | Thatch roofing systems | Renewal Costs (RC) | Architectural works ¦ Non-structural works | Roof finishes, skylights and landscaping (including waterproofing and insulation) |  | 3 | 04 | 030 | 000 | 3.04.030
Ss_30_40_92_85 | 30 | 40 | 92 | 85 | Thatch roofing systems | Maintenance Costs (MC) | Architectural works ¦ Non-structural works | Roof finishes, skylights and landscaping (including waterproofing and insulation) |  | 5 | 04 | 030 | 000 | 5.04.030
Ss_30_40_95 | 30 | 40 | 95 |  | Unit roofing systems | Construction Costs (CC) | Architectural works ¦ Non-structural works | Roof finishes, skylights and landscaping (including waterproofing and insulation) |  | 2 | 04 | 030 | 000 | 2.04.030
Ss_30_40_95 | 30 | 40 | 95 |  | Unit roofing systems | Renewal Costs (RC) | Architectural works ¦ Non-structural works | Roof finishes, skylights and landscaping (including waterproofing and insulation) |  | 3 | 04 | 030 | 000 | 3.04.030
Ss_30_40_95 | 30 | 40 | 95 |  | Unit roofing systems | Maintenance Costs (MC) | Architectural works ¦ Non-structural works | Roof finishes, skylights and landscaping (including waterproofing and insulation) |  | 5 | 04 | 030 | 000 | 5.04.030
Ss_30_40_95_10 | 30 | 40 | 95 | 10 | Bitumen membrane shingle roofing systems | Construction Costs (CC) | Architectural works ¦ Non-structural works | Roof finishes, skylights and landscaping (including waterproofing and insulation) |  | 2 | 04 | 030 | 000 | 2.04.030
Ss_30_40_95_10 | 30 | 40 | 95 | 10 | Bitumen membrane shingle roofing systems | Renewal Costs (RC) | Architectural works ¦ Non-structural works | Roof finishes, skylights and landscaping (including waterproofing and insulation) |  | 3 | 04 | 030 | 000 | 3.04.030
Ss_30_40_95_10 | 30 | 40 | 95 | 10 | Bitumen membrane shingle roofing systems | Maintenance Costs (MC) | Architectural works ¦ Non-structural works | Roof finishes, skylights and landscaping (including waterproofing and insulation) |  | 5 | 04 | 030 | 000 | 5.04.030
Ss_30_40_95_15 | 30 | 40 | 95 | 15 | Ceramic slate roofing systems | Construction Costs (CC) | Architectural works ¦ Non-structural works | Roof finishes, skylights and landscaping (including waterproofing and insulation) |  | 2 | 04 | 030 | 000 | 2.04.030
Ss_30_40_95_15 | 30 | 40 | 95 | 15 | Ceramic slate roofing systems | Renewal Costs (RC) | Architectural works ¦ Non-structural works | Roof finishes, skylights and landscaping (including waterproofing and insulation) |  | 3 | 04 | 030 | 000 | 3.04.030
Ss_30_40_95_15 | 30 | 40 | 95 | 15 | Ceramic slate roofing systems | Maintenance Costs (MC) | Architectural works ¦ Non-structural works | Roof finishes, skylights and landscaping (including waterproofing and insulation) |  | 5 | 04 | 030 | 000 | 5.04.030
Ss_30_40_95_30 | 30 | 40 | 95 | 30 | Fibre cement slate roofing systems | Construction Costs (CC) | Architectural works ¦ Non-structural works | Roof finishes, skylights and landscaping (including waterproofing and insulation) |  | 2 | 04 | 030 | 000 | 2.04.030
Ss_30_40_95_30 | 30 | 40 | 95 | 30 | Fibre cement slate roofing systems | Renewal Costs (RC) | Architectural works ¦ Non-structural works | Roof finishes, skylights and landscaping (including waterproofing and insulation) |  | 3 | 04 | 030 | 000 | 3.04.030
Ss_30_40_95_30 | 30 | 40 | 95 | 30 | Fibre cement slate roofing systems | Maintenance Costs (MC) | Architectural works ¦ Non-structural works | Roof finishes, skylights and landscaping (including waterproofing and insulation) |  | 5 | 04 | 030 | 000 | 5.04.030
Ss_30_40_95_40 | 30 | 40 | 95 | 40 | Interlocking tile roofing systems | Construction Costs (CC) | Architectural works ¦ Non-structural works | Roof finishes, skylights and landscaping (including waterproofing and insulation) |  | 2 | 04 | 030 | 000 | 2.04.030
Ss_30_40_95_40 | 30 | 40 | 95 | 40 | Interlocking tile roofing systems | Renewal Costs (RC) | Architectural works ¦ Non-structural works | Roof finishes, skylights and landscaping (including waterproofing and insulation) |  | 3 | 04 | 030 | 000 | 3.04.030
Ss_30_40_95_40 | 30 | 40 | 95 | 40 | Interlocking tile roofing systems | Maintenance Costs (MC) | Architectural works ¦ Non-structural works | Roof finishes, skylights and landscaping (including waterproofing and insulation) |  | 5 | 04 | 030 | 000 | 5.04.030
Ss_30_40_95_50 | 30 | 40 | 95 | 50 | Metal tile roofing systems | Construction Costs (CC) | Architectural works ¦ Non-structural works | Roof finishes, skylights and landscaping (including waterproofing and insulation) |  | 2 | 04 | 030 | 000 | 2.04.030
Ss_30_40_95_50 | 30 | 40 | 95 | 50 | Metal tile roofing systems | Renewal Costs (RC) | Architectural works ¦ Non-structural works | Roof finishes, skylights and landscaping (including waterproofing and insulation) |  | 3 | 04 | 030 | 000 | 3.04.030
Ss_30_40_95_50 | 30 | 40 | 95 | 50 | Metal tile roofing systems | Maintenance Costs (MC) | Architectural works ¦ Non-structural works | Roof finishes, skylights and landscaping (including waterproofing and insulation) |  | 5 | 04 | 030 | 000 | 5.04.030
Ss_30_40_95_55 | 30 | 40 | 95 | 55 | Natural slate roofing systems | Construction Costs (CC) | Architectural works ¦ Non-structural works | Roof finishes, skylights and landscaping (including waterproofing and insulation) |  | 2 | 04 | 030 | 000 | 2.04.030
Ss_30_40_95_55 | 30 | 40 | 95 | 55 | Natural slate roofing systems | Renewal Costs (RC) | Architectural works ¦ Non-structural works | Roof finishes, skylights and landscaping (including waterproofing and insulation) |  | 3 | 04 | 030 | 000 | 3.04.030
Ss_30_40_95_55 | 30 | 40 | 95 | 55 | Natural slate roofing systems | Maintenance Costs (MC) | Architectural works ¦ Non-structural works | Roof finishes, skylights and landscaping (including waterproofing and insulation) |  | 5 | 04 | 030 | 000 | 5.04.030
Ss_30_40_95_60 | 30 | 40 | 95 | 60 | Natural stone slate roofing systems | Construction Costs (CC) | Architectural works ¦ Non-structural works | Roof finishes, skylights and landscaping (including waterproofing and insulation) |  | 2 | 04 | 030 | 000 | 2.04.030
Ss_30_40_95_60 | 30 | 40 | 95 | 60 | Natural stone slate roofing systems | Renewal Costs (RC) | Architectural works ¦ Non-structural works | Roof finishes, skylights and landscaping (including waterproofing and insulation) |  | 3 | 04 | 030 | 000 | 3.04.030
Ss_30_40_95_60 | 30 | 40 | 95 | 60 | Natural stone slate roofing systems | Maintenance Costs (MC) | Architectural works ¦ Non-structural works | Roof finishes, skylights and landscaping (including waterproofing and insulation) |  | 5 | 04 | 030 | 000 | 5.04.030
Ss_30_40_95_65 | 30 | 40 | 95 | 65 | Plain tile roofing systems | Construction Costs (CC) | Architectural works ¦ Non-structural works | Roof finishes, skylights and landscaping (including waterproofing and insulation) |  | 2 | 04 | 030 | 000 | 2.04.030
Ss_30_40_95_65 | 30 | 40 | 95 | 65 | Plain tile roofing systems | Renewal Costs (RC) | Architectural works ¦ Non-structural works | Roof finishes, skylights and landscaping (including waterproofing and insulation) |  | 3 | 04 | 030 | 000 | 3.04.030
Ss_30_40_95_65 | 30 | 40 | 95 | 65 | Plain tile roofing systems | Maintenance Costs (MC) | Architectural works ¦ Non-structural works | Roof finishes, skylights and landscaping (including waterproofing and insulation) |  | 5 | 04 | 030 | 000 | 5.04.030
Ss_30_40_95_70 | 30 | 40 | 95 | 70 | Reconstituted slate roofing systems | Construction Costs (CC) | Architectural works ¦ Non-structural works | Roof finishes, skylights and landscaping (including waterproofing and insulation) |  | 2 | 04 | 030 | 000 | 2.04.030
Ss_30_40_95_70 | 30 | 40 | 95 | 70 | Reconstituted slate roofing systems | Renewal Costs (RC) | Architectural works ¦ Non-structural works | Roof finishes, skylights and landscaping (including waterproofing and insulation) |  | 3 | 04 | 030 | 000 | 3.04.030
Ss_30_40_95_70 | 30 | 40 | 95 | 70 | Reconstituted slate roofing systems | Maintenance Costs (MC) | Architectural works ¦ Non-structural works | Roof finishes, skylights and landscaping (including waterproofing and insulation) |  | 5 | 04 | 030 | 000 | 5.04.030
Ss_30_40_95_74 | 30 | 40 | 95 | 74 | Roofing edges and junction systems | Construction Costs (CC) | Architectural works ¦ Non-structural works | Roof finishes, skylights and landscaping (including waterproofing and insulation) |  | 2 | 04 | 030 | 000 | 2.04.030
Ss_30_40_95_74 | 30 | 40 | 95 | 74 | Roofing edges and junction systems | Renewal Costs (RC) | Architectural works ¦ Non-structural works | Roof finishes, skylights and landscaping (including waterproofing and insulation) |  | 3 | 04 | 030 | 000 | 3.04.030
Ss_30_40_95_74 | 30 | 40 | 95 | 74 | Roofing edges and junction systems | Maintenance Costs (MC) | Architectural works ¦ Non-structural works | Roof finishes, skylights and landscaping (including waterproofing and insulation) |  | 5 | 04 | 030 | 000 | 5.04.030
Ss_30_40_95_95 | 30 | 40 | 95 | 95 | Wood shake or shingle roofing systems | Construction Costs (CC) | Architectural works ¦ Non-structural works | Roof finishes, skylights and landscaping (including waterproofing and insulation) |  | 2 | 04 | 030 | 000 | 2.04.030
Ss_30_40_95_95 | 30 | 40 | 95 | 95 | Wood shake or shingle roofing systems | Renewal Costs (RC) | Architectural works ¦ Non-structural works | Roof finishes, skylights and landscaping (including waterproofing and insulation) |  | 3 | 04 | 030 | 000 | 3.04.030
Ss_30_40_95_95 | 30 | 40 | 95 | 95 | Wood shake or shingle roofing systems | Maintenance Costs (MC) | Architectural works ¦ Non-structural works | Roof finishes, skylights and landscaping (including waterproofing and insulation) |  | 5 | 04 | 030 | 000 | 5.04.030
Ss_30_42 | 30 | 42 |  |  | Floor covering and finishing systems | Construction Costs (CC) | Architectural works ¦ Non-structural works | Finishes under cover |  | 2 | 04 | 060 | 000 | 2.04.060
Ss_30_42 | 30 | 42 |  |  | Floor covering and finishing systems | Renewal Costs (RC) | Architectural works ¦ Non-structural works | Finishes under cover |  | 3 | 04 | 060 | 000 | 3.04.060
Ss_30_42 | 30 | 42 |  |  | Floor covering and finishing systems | Maintenance Costs (MC) | Architectural works ¦ Non-structural works | Finishes under cover |  | 5 | 04 | 060 | 000 | 5.04.060
Ss_30_42_10 | 30 | 42 | 10 |  | Calcium sulfate-based screed systems | Construction Costs (CC) | Architectural works ¦ Non-structural works | Finishes under cover |  | 2 | 04 | 060 | 000 | 2.04.060
Ss_30_42_10 | 30 | 42 | 10 |  | Calcium sulfate-based screed systems | Renewal Costs (RC) | Architectural works ¦ Non-structural works | Finishes under cover |  | 3 | 04 | 060 | 000 | 3.04.060
Ss_30_42_10 | 30 | 42 | 10 |  | Calcium sulfate-based screed systems | Maintenance Costs (MC) | Architectural works ¦ Non-structural works | Finishes under cover |  | 5 | 04 | 060 | 000 | 5.04.060
Ss_30_42_10_10 | 30 | 42 | 10 | 10 | Bonded calcium sulfate-based screed systems | Construction Costs (CC) | Architectural works ¦ Non-structural works | Finishes under cover |  | 2 | 04 | 060 | 000 | 2.04.060
Ss_30_42_10_10 | 30 | 42 | 10 | 10 | Bonded calcium sulfate-based screed systems | Renewal Costs (RC) | Architectural works ¦ Non-structural works | Finishes under cover |  | 3 | 04 | 060 | 000 | 3.04.060
Ss_30_42_10_10 | 30 | 42 | 10 | 10 | Bonded calcium sulfate-based screed systems | Maintenance Costs (MC) | Architectural works ¦ Non-structural works | Finishes under cover |  | 5 | 04 | 060 | 000 | 5.04.060
Ss_30_42_10_30 | 30 | 42 | 10 | 30 | Floating calcium sulfate-based screed systems | Construction Costs (CC) | Architectural works ¦ Non-structural works | Finishes under cover |  | 2 | 04 | 060 | 000 | 2.04.060
Ss_30_42_10_30 | 30 | 42 | 10 | 30 | Floating calcium sulfate-based screed systems | Renewal Costs (RC) | Architectural works ¦ Non-structural works | Finishes under cover |  | 3 | 04 | 060 | 000 | 3.04.060
Ss_30_42_10_30 | 30 | 42 | 10 | 30 | Floating calcium sulfate-based screed systems | Maintenance Costs (MC) | Architectural works ¦ Non-structural works | Finishes under cover |  | 5 | 04 | 060 | 000 | 5.04.060
Ss_30_42_10_90 | 30 | 42 | 10 | 90 | Unbonded calcium sulfate-based screed systems | Construction Costs (CC) | Architectural works ¦ Non-structural works | Finishes under cover |  | 2 | 04 | 060 | 000 | 2.04.060
Ss_30_42_10_90 | 30 | 42 | 10 | 90 | Unbonded calcium sulfate-based screed systems | Renewal Costs (RC) | Architectural works ¦ Non-structural works | Finishes under cover |  | 3 | 04 | 060 | 000 | 3.04.060
Ss_30_42_10_90 | 30 | 42 | 10 | 90 | Unbonded calcium sulfate-based screed systems | Maintenance Costs (MC) | Architectural works ¦ Non-structural works | Finishes under cover |  | 5 | 04 | 060 | 000 | 5.04.060
Ss_30_42_15 | 30 | 42 | 15 |  | Cementitious screed systems | Construction Costs (CC) | Architectural works ¦ Non-structural works | Finishes under cover |  | 2 | 04 | 060 | 000 | 2.04.060
Ss_30_42_15 | 30 | 42 | 15 |  | Cementitious screed systems | Renewal Costs (RC) | Architectural works ¦ Non-structural works | Finishes under cover |  | 3 | 04 | 060 | 000 | 3.04.060
Ss_30_42_15 | 30 | 42 | 15 |  | Cementitious screed systems | Maintenance Costs (MC) | Architectural works ¦ Non-structural works | Finishes under cover |  | 5 | 04 | 060 | 000 | 5.04.060
Ss_30_42_15_10 | 30 | 42 | 15 | 10 | Bonded or partially bonded cementitious levelling screed systems | Construction Costs (CC) | Architectural works ¦ Non-structural works | Finishes under cover |  | 2 | 04 | 060 | 000 | 2.04.060
Ss_30_42_15_10 | 30 | 42 | 15 | 10 | Bonded or partially bonded cementitious levelling screed systems | Renewal Costs (RC) | Architectural works ¦ Non-structural works | Finishes under cover |  | 3 | 04 | 060 | 000 | 3.04.060
Ss_30_42_15_10 | 30 | 42 | 15 | 10 | Bonded or partially bonded cementitious levelling screed systems | Maintenance Costs (MC) | Architectural works ¦ Non-structural works | Finishes under cover |  | 5 | 04 | 060 | 000 | 5.04.060
Ss_30_42_15_15 | 30 | 42 | 15 | 15 | Cementitious wearing screed systems | Construction Costs (CC) | Architectural works ¦ Non-structural works | Finishes under cover |  | 2 | 04 | 060 | 000 | 2.04.060
Ss_30_42_15_15 | 30 | 42 | 15 | 15 | Cementitious wearing screed systems | Renewal Costs (RC) | Architectural works ¦ Non-structural works | Finishes under cover |  | 3 | 04 | 060 | 000 | 3.04.060
Ss_30_42_15_15 | 30 | 42 | 15 | 15 | Cementitious wearing screed systems | Maintenance Costs (MC) | Architectural works ¦ Non-structural works | Finishes under cover |  | 5 | 04 | 060 | 000 | 5.04.060
Ss_30_42_15_30 | 30 | 42 | 15 | 30 | Floating cementitious levelling screed systems | Construction Costs (CC) | Architectural works ¦ Non-structural works | Finishes under cover |  | 2 | 04 | 060 | 000 | 2.04.060
Ss_30_42_15_30 | 30 | 42 | 15 | 30 | Floating cementitious levelling screed systems | Renewal Costs (RC) | Architectural works ¦ Non-structural works | Finishes under cover |  | 3 | 04 | 060 | 000 | 3.04.060
Ss_30_42_15_30 | 30 | 42 | 15 | 30 | Floating cementitious levelling screed systems | Maintenance Costs (MC) | Architectural works ¦ Non-structural works | Finishes under cover |  | 5 | 04 | 060 | 000 | 5.04.060
Ss_30_42_15_90 | 30 | 42 | 15 | 90 | Unbonded cementitious levelling screed systems | Construction Costs (CC) | Architectural works ¦ Non-structural works | Finishes under cover |  | 2 | 04 | 060 | 000 | 2.04.060
Ss_30_42_15_90 | 30 | 42 | 15 | 90 | Unbonded cementitious levelling screed systems | Renewal Costs (RC) | Architectural works ¦ Non-structural works | Finishes under cover |  | 3 | 04 | 060 | 000 | 3.04.060
Ss_30_42_15_90 | 30 | 42 | 15 | 90 | Unbonded cementitious levelling screed systems | Maintenance Costs (MC) | Architectural works ¦ Non-structural works | Finishes under cover |  | 5 | 04 | 060 | 000 | 5.04.060
Ss_30_42_20 | 30 | 42 | 20 |  | Deck covering systems | Construction Costs (CC) | Architectural works ¦ Non-structural works | Finishes under cover |  | 2 | 04 | 060 | 000 | 2.04.060
Ss_30_42_20 | 30 | 42 | 20 |  | Deck covering systems | Renewal Costs (RC) | Architectural works ¦ Non-structural works | Finishes under cover |  | 3 | 04 | 060 | 000 | 3.04.060
Ss_30_42_20 | 30 | 42 | 20 |  | Deck covering systems | Maintenance Costs (MC) | Architectural works ¦ Non-structural works | Finishes under cover |  | 5 | 04 | 060 | 000 | 5.04.060
Ss_30_42_30 | 30 | 42 | 30 |  | Floor paint systems | Construction Costs (CC) | Architectural works ¦ Non-structural works | Finishes under cover |  | 2 | 04 | 060 | 000 | 2.04.060
Ss_30_42_30 | 30 | 42 | 30 |  | Floor paint systems | Renewal Costs (RC) | Architectural works ¦ Non-structural works | Finishes under cover |  | 3 | 04 | 060 | 000 | 3.04.060
Ss_30_42_30 | 30 | 42 | 30 |  | Floor paint systems | Maintenance Costs (MC) | Architectural works ¦ Non-structural works | Finishes under cover |  | 5 | 04 | 060 | 000 | 5.04.060
Ss_30_42_30_30 | 30 | 42 | 30 | 30 | Floor coating systems | Construction Costs (CC) | Architectural works ¦ Non-structural works | Finishes under cover |  | 2 | 04 | 060 | 000 | 2.04.060
Ss_30_42_30_30 | 30 | 42 | 30 | 30 | Floor coating systems | Renewal Costs (RC) | Architectural works ¦ Non-structural works | Finishes under cover |  | 3 | 04 | 060 | 000 | 3.04.060
Ss_30_42_30_30 | 30 | 42 | 30 | 30 | Floor coating systems | Maintenance Costs (MC) | Architectural works ¦ Non-structural works | Finishes under cover |  | 5 | 04 | 060 | 000 | 5.04.060
Ss_30_42_32 | 30 | 42 | 32 |  | Floor tiling systems | Construction Costs (CC) | Architectural works ¦ Non-structural works | Finishes under cover |  | 2 | 04 | 060 | 000 | 2.04.060
Ss_30_42_32 | 30 | 42 | 32 |  | Floor tiling systems | Renewal Costs (RC) | Architectural works ¦ Non-structural works | Finishes under cover |  | 3 | 04 | 060 | 000 | 3.04.060
Ss_30_42_32 | 30 | 42 | 32 |  | Floor tiling systems | Maintenance Costs (MC) | Architectural works ¦ Non-structural works | Finishes under cover |  | 5 | 04 | 060 | 000 | 5.04.060
Ss_30_42_32_30 | 30 | 42 | 32 | 30 | External floor tiling systems | Construction Costs (CC) | Architectural works ¦ Non-structural works | Finishes under cover |  | 2 | 04 | 060 | 000 | 2.04.060
Ss_30_42_32_30 | 30 | 42 | 32 | 30 | External floor tiling systems | Renewal Costs (RC) | Architectural works ¦ Non-structural works | Finishes under cover |  | 3 | 04 | 060 | 000 | 3.04.060
Ss_30_42_32_30 | 30 | 42 | 32 | 30 | External floor tiling systems | Maintenance Costs (MC) | Architectural works ¦ Non-structural works | Finishes under cover |  | 5 | 04 | 060 | 000 | 5.04.060
Ss_30_42_32_40 | 30 | 42 | 32 | 40 | Internal floor tiling systems | Construction Costs (CC) | Architectural works ¦ Non-structural works | Finishes under cover |  | 2 | 04 | 060 | 000 | 2.04.060
Ss_30_42_32_40 | 30 | 42 | 32 | 40 | Internal floor tiling systems | Renewal Costs (RC) | Architectural works ¦ Non-structural works | Finishes under cover |  | 3 | 04 | 060 | 000 | 3.04.060
Ss_30_42_32_40 | 30 | 42 | 32 | 40 | Internal floor tiling systems | Maintenance Costs (MC) | Architectural works ¦ Non-structural works | Finishes under cover |  | 5 | 04 | 060 | 000 | 5.04.060
Ss_30_42_40 | 30 | 42 | 40 |  | Ice rink floor systems | Construction Costs (CC) | Architectural works ¦ Non-structural works | Finishes under cover |  | 2 | 04 | 060 | 000 | 2.04.060
Ss_30_42_40 | 30 | 42 | 40 |  | Ice rink floor systems | Renewal Costs (RC) | Architectural works ¦ Non-structural works | Finishes under cover |  | 3 | 04 | 060 | 000 | 3.04.060
Ss_30_42_40 | 30 | 42 | 40 |  | Ice rink floor systems | Maintenance Costs (MC) | Architectural works ¦ Non-structural works | Finishes under cover |  | 5 | 04 | 060 | 000 | 5.04.060
Ss_30_42_50 | 30 | 42 | 50 |  | Masonry flooring systems | Construction Costs (CC) | Architectural works ¦ Non-structural works | Finishes under cover |  | 2 | 04 | 060 | 000 | 2.04.060
Ss_30_42_50 | 30 | 42 | 50 |  | Masonry flooring systems | Renewal Costs (RC) | Architectural works ¦ Non-structural works | Finishes under cover |  | 3 | 04 | 060 | 000 | 3.04.060
Ss_30_42_50 | 30 | 42 | 50 |  | Masonry flooring systems | Maintenance Costs (MC) | Architectural works ¦ Non-structural works | Finishes under cover |  | 5 | 04 | 060 | 000 | 5.04.060
Ss_30_42_52 | 30 | 42 | 52 |  | Mastic asphalt flooring and floor underlay systems | Construction Costs (CC) | Architectural works ¦ Non-structural works | Finishes under cover |  | 2 | 04 | 060 | 000 | 2.04.060
Ss_30_42_52 | 30 | 42 | 52 |  | Mastic asphalt flooring and floor underlay systems | Renewal Costs (RC) | Architectural works ¦ Non-structural works | Finishes under cover |  | 3 | 04 | 060 | 000 | 3.04.060
Ss_30_42_52 | 30 | 42 | 52 |  | Mastic asphalt flooring and floor underlay systems | Maintenance Costs (MC) | Architectural works ¦ Non-structural works | Finishes under cover |  | 5 | 04 | 060 | 000 | 5.04.060
Ss_30_42_52_50 | 30 | 42 | 52 | 50 | Mastic asphalt flooring systems | Construction Costs (CC) | Architectural works ¦ Non-structural works | Finishes under cover |  | 2 | 04 | 060 | 000 | 2.04.060
Ss_30_42_52_50 | 30 | 42 | 52 | 50 | Mastic asphalt flooring systems | Renewal Costs (RC) | Architectural works ¦ Non-structural works | Finishes under cover |  | 3 | 04 | 060 | 000 | 3.04.060
Ss_30_42_52_50 | 30 | 42 | 52 | 50 | Mastic asphalt flooring systems | Maintenance Costs (MC) | Architectural works ¦ Non-structural works | Finishes under cover |  | 5 | 04 | 060 | 000 | 5.04.060
Ss_30_42_52_52 | 30 | 42 | 52 | 52 | Mastic asphalt floor underlay systems | Construction Costs (CC) | Architectural works ¦ Non-structural works | Finishes under cover |  | 2 | 04 | 060 | 000 | 2.04.060
Ss_30_42_52_52 | 30 | 42 | 52 | 52 | Mastic asphalt floor underlay systems | Renewal Costs (RC) | Architectural works ¦ Non-structural works | Finishes under cover |  | 3 | 04 | 060 | 000 | 3.04.060
Ss_30_42_52_52 | 30 | 42 | 52 | 52 | Mastic asphalt floor underlay systems | Maintenance Costs (MC) | Architectural works ¦ Non-structural works | Finishes under cover |  | 5 | 04 | 060 | 000 | 5.04.060
Ss_30_42_54 | 30 | 42 | 54 |  | Monolithic flooring systems | Construction Costs (CC) | Architectural works ¦ Non-structural works | Finishes under cover |  | 2 | 04 | 060 | 000 | 2.04.060
Ss_30_42_54 | 30 | 42 | 54 |  | Monolithic flooring systems | Renewal Costs (RC) | Architectural works ¦ Non-structural works | Finishes under cover |  | 3 | 04 | 060 | 000 | 3.04.060
Ss_30_42_54 | 30 | 42 | 54 |  | Monolithic flooring systems | Maintenance Costs (MC) | Architectural works ¦ Non-structural works | Finishes under cover |  | 5 | 04 | 060 | 000 | 5.04.060
Ss_30_42_54_75 | 30 | 42 | 54 | 75 | Resin flooring systems | Construction Costs (CC) | Architectural works ¦ Non-structural works | Finishes under cover |  | 2 | 04 | 060 | 000 | 2.04.060
Ss_30_42_54_75 | 30 | 42 | 54 | 75 | Resin flooring systems | Renewal Costs (RC) | Architectural works ¦ Non-structural works | Finishes under cover |  | 3 | 04 | 060 | 000 | 3.04.060
Ss_30_42_54_75 | 30 | 42 | 54 | 75 | Resin flooring systems | Maintenance Costs (MC) | Architectural works ¦ Non-structural works | Finishes under cover |  | 5 | 04 | 060 | 000 | 5.04.060
Ss_30_42_72 | 30 | 42 | 72 |  | Resilient and textile floor covering systems | Construction Costs (CC) | Architectural works ¦ Non-structural works | Finishes under cover |  | 2 | 04 | 060 | 000 | 2.04.060
Ss_30_42_72 | 30 | 42 | 72 |  | Resilient and textile floor covering systems | Renewal Costs (RC) | Architectural works ¦ Non-structural works | Finishes under cover |  | 3 | 04 | 060 | 000 | 3.04.060
Ss_30_42_72 | 30 | 42 | 72 |  | Resilient and textile floor covering systems | Maintenance Costs (MC) | Architectural works ¦ Non-structural works | Finishes under cover |  | 5 | 04 | 060 | 000 | 5.04.060
Ss_30_42_72_05 | 30 | 42 | 72 | 05 | Adhesive-fixed rolled carpet systems | Construction Costs (CC) | Architectural works ¦ Non-structural works | Finishes under cover |  | 2 | 04 | 060 | 000 | 2.04.060
Ss_30_42_72_05 | 30 | 42 | 72 | 05 | Adhesive-fixed rolled carpet systems | Renewal Costs (RC) | Architectural works ¦ Non-structural works | Finishes under cover |  | 3 | 04 | 060 | 000 | 3.04.060
Ss_30_42_72_05 | 30 | 42 | 72 | 05 | Adhesive-fixed rolled carpet systems | Maintenance Costs (MC) | Architectural works ¦ Non-structural works | Finishes under cover |  | 5 | 04 | 060 | 000 | 5.04.060
Ss_30_42_72_10 | 30 | 42 | 72 | 10 | Carpet tile systems | Construction Costs (CC) | Architectural works ¦ Non-structural works | Finishes under cover |  | 2 | 04 | 060 | 000 | 2.04.060
Ss_30_42_72_10 | 30 | 42 | 72 | 10 | Carpet tile systems | Renewal Costs (RC) | Architectural works ¦ Non-structural works | Finishes under cover |  | 3 | 04 | 060 | 000 | 3.04.060
Ss_30_42_72_10 | 30 | 42 | 72 | 10 | Carpet tile systems | Maintenance Costs (MC) | Architectural works ¦ Non-structural works | Finishes under cover |  | 5 | 04 | 060 | 000 | 5.04.060
Ss_30_42_72_25 | 30 | 42 | 72 | 25 | Edge-fixed carpet systems | Construction Costs (CC) | Architectural works ¦ Non-structural works | Finishes under cover |  | 2 | 04 | 060 | 000 | 2.04.060
Ss_30_42_72_25 | 30 | 42 | 72 | 25 | Edge-fixed carpet systems | Renewal Costs (RC) | Architectural works ¦ Non-structural works | Finishes under cover |  | 3 | 04 | 060 | 000 | 3.04.060
Ss_30_42_72_25 | 30 | 42 | 72 | 25 | Edge-fixed carpet systems | Maintenance Costs (MC) | Architectural works ¦ Non-structural works | Finishes under cover |  | 5 | 04 | 060 | 000 | 5.04.060
Ss_30_42_72_72 | 30 | 42 | 72 | 72 | Resilient sheet floor covering systems | Construction Costs (CC) | Architectural works ¦ Non-structural works | Finishes under cover |  | 2 | 04 | 060 | 000 | 2.04.060
Ss_30_42_72_72 | 30 | 42 | 72 | 72 | Resilient sheet floor covering systems | Renewal Costs (RC) | Architectural works ¦ Non-structural works | Finishes under cover |  | 3 | 04 | 060 | 000 | 3.04.060
Ss_30_42_72_72 | 30 | 42 | 72 | 72 | Resilient sheet floor covering systems | Maintenance Costs (MC) | Architectural works ¦ Non-structural works | Finishes under cover |  | 5 | 04 | 060 | 000 | 5.04.060
Ss_30_42_72_75 | 30 | 42 | 72 | 75 | Resilient tile floor covering systems | Construction Costs (CC) | Architectural works ¦ Non-structural works | Finishes under cover |  | 2 | 04 | 060 | 000 | 2.04.060
Ss_30_42_72_75 | 30 | 42 | 72 | 75 | Resilient tile floor covering systems | Renewal Costs (RC) | Architectural works ¦ Non-structural works | Finishes under cover |  | 3 | 04 | 060 | 000 | 3.04.060
Ss_30_42_72_75 | 30 | 42 | 72 | 75 | Resilient tile floor covering systems | Maintenance Costs (MC) | Architectural works ¦ Non-structural works | Finishes under cover |  | 5 | 04 | 060 | 000 | 5.04.060
Ss_30_42_90 | 30 | 42 | 90 |  | Terrazzo floor tiling and screed systems | Construction Costs (CC) | Architectural works ¦ Non-structural works | Finishes under cover |  | 2 | 04 | 060 | 000 | 2.04.060
Ss_30_42_90 | 30 | 42 | 90 |  | Terrazzo floor tiling and screed systems | Renewal Costs (RC) | Architectural works ¦ Non-structural works | Finishes under cover |  | 3 | 04 | 060 | 000 | 3.04.060
Ss_30_42_90 | 30 | 42 | 90 |  | Terrazzo floor tiling and screed systems | Maintenance Costs (MC) | Architectural works ¦ Non-structural works | Finishes under cover |  | 5 | 04 | 060 | 000 | 5.04.060
Ss_30_42_90_90 | 30 | 42 | 90 | 90 | Terrazzo floor covering systems | Construction Costs (CC) | Architectural works ¦ Non-structural works | Finishes under cover |  | 2 | 04 | 060 | 000 | 2.04.060
Ss_30_42_90_90 | 30 | 42 | 90 | 90 | Terrazzo floor covering systems | Renewal Costs (RC) | Architectural works ¦ Non-structural works | Finishes under cover |  | 3 | 04 | 060 | 000 | 3.04.060
Ss_30_42_90_90 | 30 | 42 | 90 | 90 | Terrazzo floor covering systems | Maintenance Costs (MC) | Architectural works ¦ Non-structural works | Finishes under cover |  | 5 | 04 | 060 | 000 | 5.04.060
Ss_30_45 | 30 | 45 |  |  | Pavement covering and finishing systems | Construction Costs (CC) | Architectural works ¦ Non-structural works | Finishes under cover |  | 2 | 04 | 060 | 000 | 2.04.060
Ss_30_45 | 30 | 45 |  |  | Pavement covering and finishing systems | Renewal Costs (RC) | Architectural works ¦ Non-structural works | Finishes under cover |  | 3 | 04 | 060 | 000 | 3.04.060
Ss_30_45 | 30 | 45 |  |  | Pavement covering and finishing systems | Maintenance Costs (MC) | Architectural works ¦ Non-structural works | Finishes under cover |  | 5 | 04 | 060 | 000 | 5.04.060
Ss_30_47 | 30 | 47 |  |  | Ceiling and soffit covering and finishing systems | Construction Costs (CC) | Architectural works ¦ Non-structural works | Finishes under cover |  | 2 | 04 | 060 | 000 | 2.04.060
Ss_30_47 | 30 | 47 |  |  | Ceiling and soffit covering and finishing systems | Renewal Costs (RC) | Architectural works ¦ Non-structural works | Finishes under cover |  | 3 | 04 | 060 | 000 | 3.04.060
Ss_30_47 | 30 | 47 |  |  | Ceiling and soffit covering and finishing systems | Maintenance Costs (MC) | Architectural works ¦ Non-structural works | Finishes under cover |  | 5 | 04 | 060 | 000 | 5.04.060
Ss_30_60 | 30 | 60 |  |  | Roof, floor and paving accessory systems | Construction Costs (CC) | Architectural works ¦ Non-structural works | Roof finishes, skylights and landscaping (including waterproofing and insulation) |  | 2 | 04 | 030 | 000 | 2.04.030
Ss_30_60 | 30 | 60 |  |  | Roof, floor and paving accessory systems | Renewal Costs (RC) | Architectural works ¦ Non-structural works | Roof finishes, skylights and landscaping (including waterproofing and insulation) |  | 3 | 04 | 030 | 000 | 3.04.030
Ss_30_60 | 30 | 60 |  |  | Roof, floor and paving accessory systems | Maintenance Costs (MC) | Architectural works ¦ Non-structural works | Roof finishes, skylights and landscaping (including waterproofing and insulation) |  | 5 | 04 | 030 | 000 | 5.04.030
Ss_30_60_30 | 30 | 60 | 30 |  | Floor feature systems | Construction Costs (CC) | Architectural works ¦ Non-structural works | Roof finishes, skylights and landscaping (including waterproofing and insulation) |  | 2 | 04 | 030 | 000 | 2.04.030
Ss_30_60_30 | 30 | 60 | 30 |  | Floor feature systems | Renewal Costs (RC) | Architectural works ¦ Non-structural works | Roof finishes, skylights and landscaping (including waterproofing and insulation) |  | 3 | 04 | 030 | 000 | 3.04.030
Ss_30_60_30 | 30 | 60 | 30 |  | Floor feature systems | Maintenance Costs (MC) | Architectural works ¦ Non-structural works | Roof finishes, skylights and landscaping (including waterproofing and insulation) |  | 5 | 04 | 030 | 000 | 5.04.030
Ss_30_60_30_26 | 30 | 60 | 30 | 26 | Entrance matting systems | Construction Costs (CC) | Architectural works ¦ Non-structural works | Roof finishes, skylights and landscaping (including waterproofing and insulation) |  | 2 | 04 | 030 | 000 | 2.04.030
Ss_30_60_30_26 | 30 | 60 | 30 | 26 | Entrance matting systems | Renewal Costs (RC) | Architectural works ¦ Non-structural works | Roof finishes, skylights and landscaping (including waterproofing and insulation) |  | 3 | 04 | 030 | 000 | 3.04.030
Ss_30_60_30_26 | 30 | 60 | 30 | 26 | Entrance matting systems | Maintenance Costs (MC) | Architectural works ¦ Non-structural works | Roof finishes, skylights and landscaping (including waterproofing and insulation) |  | 5 | 04 | 030 | 000 | 5.04.030
Ss_30_60_50 | 30 | 60 | 50 |  | Metal sheet roof flashing systems | Construction Costs (CC) | Architectural works ¦ Non-structural works | Roof finishes, skylights and landscaping (including waterproofing and insulation) |  | 2 | 04 | 030 | 000 | 2.04.030
Ss_30_60_50 | 30 | 60 | 50 |  | Metal sheet roof flashing systems | Renewal Costs (RC) | Architectural works ¦ Non-structural works | Roof finishes, skylights and landscaping (including waterproofing and insulation) |  | 3 | 04 | 030 | 000 | 3.04.030
Ss_30_60_50 | 30 | 60 | 50 |  | Metal sheet roof flashing systems | Maintenance Costs (MC) | Architectural works ¦ Non-structural works | Roof finishes, skylights and landscaping (including waterproofing and insulation) |  | 5 | 04 | 030 | 000 | 5.04.030
Ss_30_60_50_03 | 30 | 60 | 50 | 03 | Aluminium flashing systems | Construction Costs (CC) | Architectural works ¦ Non-structural works | Roof finishes, skylights and landscaping (including waterproofing and insulation) |  | 2 | 04 | 030 | 000 | 2.04.030
Ss_30_60_50_03 | 30 | 60 | 50 | 03 | Aluminium flashing systems | Renewal Costs (RC) | Architectural works ¦ Non-structural works | Roof finishes, skylights and landscaping (including waterproofing and insulation) |  | 3 | 04 | 030 | 000 | 3.04.030
Ss_30_60_50_03 | 30 | 60 | 50 | 03 | Aluminium flashing systems | Maintenance Costs (MC) | Architectural works ¦ Non-structural works | Roof finishes, skylights and landscaping (including waterproofing and insulation) |  | 5 | 04 | 030 | 000 | 5.04.030
Ss_30_60_50_04 | 30 | 60 | 50 | 04 | Aluminium roof flashing and weathering systems | Construction Costs (CC) | Architectural works ¦ Non-structural works | Roof finishes, skylights and landscaping (including waterproofing and insulation) |  | 2 | 04 | 030 | 000 | 2.04.030
Ss_30_60_50_04 | 30 | 60 | 50 | 04 | Aluminium roof flashing and weathering systems | Renewal Costs (RC) | Architectural works ¦ Non-structural works | Roof finishes, skylights and landscaping (including waterproofing and insulation) |  | 3 | 04 | 030 | 000 | 3.04.030
Ss_30_60_50_04 | 30 | 60 | 50 | 04 | Aluminium roof flashing and weathering systems | Maintenance Costs (MC) | Architectural works ¦ Non-structural works | Roof finishes, skylights and landscaping (including waterproofing and insulation) |  | 5 | 04 | 030 | 000 | 5.04.030
Ss_30_60_50_11 | 30 | 60 | 50 | 11 | Carbon steel flashing and weathering systems | Construction Costs (CC) | Architectural works ¦ Non-structural works | Roof finishes, skylights and landscaping (including waterproofing and insulation) |  | 2 | 04 | 030 | 000 | 2.04.030
Ss_30_60_50_11 | 30 | 60 | 50 | 11 | Carbon steel flashing and weathering systems | Renewal Costs (RC) | Architectural works ¦ Non-structural works | Roof finishes, skylights and landscaping (including waterproofing and insulation) |  | 3 | 04 | 030 | 000 | 3.04.030
Ss_30_60_50_11 | 30 | 60 | 50 | 11 | Carbon steel flashing and weathering systems | Maintenance Costs (MC) | Architectural works ¦ Non-structural works | Roof finishes, skylights and landscaping (including waterproofing and insulation) |  | 5 | 04 | 030 | 000 | 5.04.030
Ss_30_60_50_19 | 30 | 60 | 50 | 19 | Copper roof flashing and weathering systems | Construction Costs (CC) | Architectural works ¦ Non-structural works | Roof finishes, skylights and landscaping (including waterproofing and insulation) |  | 2 | 04 | 030 | 000 | 2.04.030
Ss_30_60_50_19 | 30 | 60 | 50 | 19 | Copper roof flashing and weathering systems | Renewal Costs (RC) | Architectural works ¦ Non-structural works | Roof finishes, skylights and landscaping (including waterproofing and insulation) |  | 3 | 04 | 030 | 000 | 3.04.030
Ss_30_60_50_19 | 30 | 60 | 50 | 19 | Copper roof flashing and weathering systems | Maintenance Costs (MC) | Architectural works ¦ Non-structural works | Roof finishes, skylights and landscaping (including waterproofing and insulation) |  | 5 | 04 | 030 | 000 | 5.04.030
Ss_30_60_50_47 | 30 | 60 | 50 | 47 | Lead roof flashing and weathering systems | Construction Costs (CC) | Architectural works ¦ Non-structural works | Roof finishes, skylights and landscaping (including waterproofing and insulation) |  | 2 | 04 | 030 | 000 | 2.04.030
Ss_30_60_50_47 | 30 | 60 | 50 | 47 | Lead roof flashing and weathering systems | Renewal Costs (RC) | Architectural works ¦ Non-structural works | Roof finishes, skylights and landscaping (including waterproofing and insulation) |  | 3 | 04 | 030 | 000 | 3.04.030
Ss_30_60_50_47 | 30 | 60 | 50 | 47 | Lead roof flashing and weathering systems | Maintenance Costs (MC) | Architectural works ¦ Non-structural works | Roof finishes, skylights and landscaping (including waterproofing and insulation) |  | 5 | 04 | 030 | 000 | 5.04.030
Ss_30_60_50_84 | 30 | 60 | 50 | 84 | Stainless steel roof flashing and weathering systems | Construction Costs (CC) | Architectural works ¦ Non-structural works | Roof finishes, skylights and landscaping (including waterproofing and insulation) |  | 2 | 04 | 030 | 000 | 2.04.030
Ss_30_60_50_84 | 30 | 60 | 50 | 84 | Stainless steel roof flashing and weathering systems | Renewal Costs (RC) | Architectural works ¦ Non-structural works | Roof finishes, skylights and landscaping (including waterproofing and insulation) |  | 3 | 04 | 030 | 000 | 3.04.030
Ss_30_60_50_84 | 30 | 60 | 50 | 84 | Stainless steel roof flashing and weathering systems | Maintenance Costs (MC) | Architectural works ¦ Non-structural works | Roof finishes, skylights and landscaping (including waterproofing and insulation) |  | 5 | 04 | 030 | 000 | 5.04.030
Ss_30_60_50_99 | 30 | 60 | 50 | 99 | Zinc roof flashing and weathering systems | Construction Costs (CC) | Architectural works ¦ Non-structural works | Roof finishes, skylights and landscaping (including waterproofing and insulation) |  | 2 | 04 | 030 | 000 | 2.04.030
Ss_30_60_50_99 | 30 | 60 | 50 | 99 | Zinc roof flashing and weathering systems | Renewal Costs (RC) | Architectural works ¦ Non-structural works | Roof finishes, skylights and landscaping (including waterproofing and insulation) |  | 3 | 04 | 030 | 000 | 3.04.030
Ss_30_60_50_99 | 30 | 60 | 50 | 99 | Zinc roof flashing and weathering systems | Maintenance Costs (MC) | Architectural works ¦ Non-structural works | Roof finishes, skylights and landscaping (including waterproofing and insulation) |  | 5 | 04 | 030 | 000 | 5.04.030
Ss_30_60_70 | 30 | 60 | 70 |  | Roof feature systems | Construction Costs (CC) | Architectural works ¦ Non-structural works | Roof finishes, skylights and landscaping (including waterproofing and insulation) |  | 2 | 04 | 030 | 000 | 2.04.030
Ss_30_60_70 | 30 | 60 | 70 |  | Roof feature systems | Renewal Costs (RC) | Architectural works ¦ Non-structural works | Roof finishes, skylights and landscaping (including waterproofing and insulation) |  | 3 | 04 | 030 | 000 | 3.04.030
Ss_30_60_70 | 30 | 60 | 70 |  | Roof feature systems | Maintenance Costs (MC) | Architectural works ¦ Non-structural works | Roof finishes, skylights and landscaping (including waterproofing and insulation) |  | 5 | 04 | 030 | 000 | 5.04.030
Ss_30_75 | 30 | 75 |  |  | Roof, floor and paving drainage systems | Construction Costs (CC) | Architectural works ¦ Non-structural works | Roof finishes, skylights and landscaping (including waterproofing and insulation) |  | 2 | 04 | 030 | 000 | 2.04.030
Ss_30_75 | 30 | 75 |  |  | Roof, floor and paving drainage systems | Renewal Costs (RC) | Architectural works ¦ Non-structural works | Roof finishes, skylights and landscaping (including waterproofing and insulation) |  | 3 | 04 | 030 | 000 | 3.04.030
Ss_30_75 | 30 | 75 |  |  | Roof, floor and paving drainage systems | Maintenance Costs (MC) | Architectural works ¦ Non-structural works | Roof finishes, skylights and landscaping (including waterproofing and insulation) |  | 5 | 04 | 030 | 000 | 5.04.030
Ss_30_75_40 | 30 | 75 | 40 |  | Kerb and channel systems | Construction Costs (CC) | Architectural works ¦ Non-structural works | Roof finishes, skylights and landscaping (including waterproofing and insulation) |  | 2 | 04 | 030 | 000 | 2.04.030
Ss_30_75_40 | 30 | 75 | 40 |  | Kerb and channel systems | Renewal Costs (RC) | Architectural works ¦ Non-structural works | Roof finishes, skylights and landscaping (including waterproofing and insulation) |  | 3 | 04 | 030 | 000 | 3.04.030
Ss_30_75_40 | 30 | 75 | 40 |  | Kerb and channel systems | Maintenance Costs (MC) | Architectural works ¦ Non-structural works | Roof finishes, skylights and landscaping (including waterproofing and insulation) |  | 5 | 04 | 030 | 000 | 5.04.030
Ss_30_75_40_30 | 30 | 75 | 40 | 30 | Footway grating systems | Construction Costs (CC) | Architectural works ¦ Non-structural works | Roof finishes, skylights and landscaping (including waterproofing and insulation) |  | 2 | 04 | 030 | 000 | 2.04.030
Ss_30_75_40_30 | 30 | 75 | 40 | 30 | Footway grating systems | Renewal Costs (RC) | Architectural works ¦ Non-structural works | Roof finishes, skylights and landscaping (including waterproofing and insulation) |  | 3 | 04 | 030 | 000 | 3.04.030
Ss_30_75_40_30 | 30 | 75 | 40 | 30 | Footway grating systems | Maintenance Costs (MC) | Architectural works ¦ Non-structural works | Roof finishes, skylights and landscaping (including waterproofing and insulation) |  | 5 | 04 | 030 | 000 | 5.04.030
Ss_30_75_40_50 | 30 | 75 | 40 | 50 | Multi unit surface drainage channel systems | Construction Costs (CC) | Architectural works ¦ Non-structural works | Roof finishes, skylights and landscaping (including waterproofing and insulation) |  | 2 | 04 | 030 | 000 | 2.04.030
Ss_30_75_40_50 | 30 | 75 | 40 | 50 | Multi unit surface drainage channel systems | Renewal Costs (RC) | Architectural works ¦ Non-structural works | Roof finishes, skylights and landscaping (including waterproofing and insulation) |  | 3 | 04 | 030 | 000 | 3.04.030
Ss_30_75_40_50 | 30 | 75 | 40 | 50 | Multi unit surface drainage channel systems | Maintenance Costs (MC) | Architectural works ¦ Non-structural works | Roof finishes, skylights and landscaping (including waterproofing and insulation) |  | 5 | 04 | 030 | 000 | 5.04.030
Ss_30_75_40_75 | 30 | 75 | 40 | 75 | Single unit surface drainage channel systems | Construction Costs (CC) | Architectural works ¦ Non-structural works | Roof finishes, skylights and landscaping (including waterproofing and insulation) |  | 2 | 04 | 030 | 000 | 2.04.030
Ss_30_75_40_75 | 30 | 75 | 40 | 75 | Single unit surface drainage channel systems | Renewal Costs (RC) | Architectural works ¦ Non-structural works | Roof finishes, skylights and landscaping (including waterproofing and insulation) |  | 3 | 04 | 030 | 000 | 3.04.030
Ss_30_75_40_75 | 30 | 75 | 40 | 75 | Single unit surface drainage channel systems | Maintenance Costs (MC) | Architectural works ¦ Non-structural works | Roof finishes, skylights and landscaping (including waterproofing and insulation) |  | 5 | 04 | 030 | 000 | 5.04.030
Ss_30_75_45 | 30 | 75 | 45 |  | Kerb and traffic separation systems | Construction Costs (CC) | Architectural works ¦ Non-structural works | Roof finishes, skylights and landscaping (including waterproofing and insulation) |  | 2 | 04 | 030 | 000 | 2.04.030
Ss_30_75_45 | 30 | 75 | 45 |  | Kerb and traffic separation systems | Renewal Costs (RC) | Architectural works ¦ Non-structural works | Roof finishes, skylights and landscaping (including waterproofing and insulation) |  | 3 | 04 | 030 | 000 | 3.04.030
Ss_30_75_45 | 30 | 75 | 45 |  | Kerb and traffic separation systems | Maintenance Costs (MC) | Architectural works ¦ Non-structural works | Roof finishes, skylights and landscaping (including waterproofing and insulation) |  | 5 | 04 | 030 | 000 | 5.04.030
Ss_30_75_45_03 | 30 | 75 | 45 | 03 | Asphalt kerb systems | Construction Costs (CC) | Architectural works ¦ Non-structural works | Roof finishes, skylights and landscaping (including waterproofing and insulation) |  | 2 | 04 | 030 | 000 | 2.04.030
Ss_30_75_45_03 | 30 | 75 | 45 | 03 | Asphalt kerb systems | Renewal Costs (RC) | Architectural works ¦ Non-structural works | Roof finishes, skylights and landscaping (including waterproofing and insulation) |  | 3 | 04 | 030 | 000 | 3.04.030
Ss_30_75_45_03 | 30 | 75 | 45 | 03 | Asphalt kerb systems | Maintenance Costs (MC) | Architectural works ¦ Non-structural works | Roof finishes, skylights and landscaping (including waterproofing and insulation) |  | 5 | 04 | 030 | 000 | 5.04.030
Ss_30_75_45_15 | 30 | 75 | 45 | 15 | Concrete kerb systems | Construction Costs (CC) | Architectural works ¦ Non-structural works | Roof finishes, skylights and landscaping (including waterproofing and insulation) |  | 2 | 04 | 030 | 000 | 2.04.030
Ss_30_75_45_15 | 30 | 75 | 45 | 15 | Concrete kerb systems | Renewal Costs (RC) | Architectural works ¦ Non-structural works | Roof finishes, skylights and landscaping (including waterproofing and insulation) |  | 3 | 04 | 030 | 000 | 3.04.030
Ss_30_75_45_15 | 30 | 75 | 45 | 15 | Concrete kerb systems | Maintenance Costs (MC) | Architectural works ¦ Non-structural works | Roof finishes, skylights and landscaping (including waterproofing and insulation) |  | 5 | 04 | 030 | 000 | 5.04.030
Ss_30_75_45_20 | 30 | 75 | 45 | 20 | Demarcation paving systems | Construction Costs (CC) | Architectural works ¦ Non-structural works | Roof finishes, skylights and landscaping (including waterproofing and insulation) |  | 2 | 04 | 030 | 000 | 2.04.030
Ss_30_75_45_20 | 30 | 75 | 45 | 20 | Demarcation paving systems | Renewal Costs (RC) | Architectural works ¦ Non-structural works | Roof finishes, skylights and landscaping (including waterproofing and insulation) |  | 3 | 04 | 030 | 000 | 3.04.030
Ss_30_75_45_20 | 30 | 75 | 45 | 20 | Demarcation paving systems | Maintenance Costs (MC) | Architectural works ¦ Non-structural works | Roof finishes, skylights and landscaping (including waterproofing and insulation) |  | 5 | 04 | 030 | 000 | 5.04.030
Ss_30_75_45_45 | 30 | 75 | 45 | 45 | Light duty kerb systems | Construction Costs (CC) | Architectural works ¦ Non-structural works | Roof finishes, skylights and landscaping (including waterproofing and insulation) |  | 2 | 04 | 030 | 000 | 2.04.030
Ss_30_75_45_45 | 30 | 75 | 45 | 45 | Light duty kerb systems | Renewal Costs (RC) | Architectural works ¦ Non-structural works | Roof finishes, skylights and landscaping (including waterproofing and insulation) |  | 3 | 04 | 030 | 000 | 3.04.030
Ss_30_75_45_45 | 30 | 75 | 45 | 45 | Light duty kerb systems | Maintenance Costs (MC) | Architectural works ¦ Non-structural works | Roof finishes, skylights and landscaping (including waterproofing and insulation) |  | 5 | 04 | 030 | 000 | 5.04.030
Ss_30_75_45_55 | 30 | 75 | 45 | 55 | Multi unit traffic calming systems | Construction Costs (CC) | Architectural works ¦ Non-structural works | Roof finishes, skylights and landscaping (including waterproofing and insulation) |  | 2 | 04 | 030 | 000 | 2.04.030
Ss_30_75_45_55 | 30 | 75 | 45 | 55 | Multi unit traffic calming systems | Renewal Costs (RC) | Architectural works ¦ Non-structural works | Roof finishes, skylights and landscaping (including waterproofing and insulation) |  | 3 | 04 | 030 | 000 | 3.04.030
Ss_30_75_45_55 | 30 | 75 | 45 | 55 | Multi unit traffic calming systems | Maintenance Costs (MC) | Architectural works ¦ Non-structural works | Roof finishes, skylights and landscaping (including waterproofing and insulation) |  | 5 | 04 | 030 | 000 | 5.04.030
Ss_30_75_45_65 | 30 | 75 | 45 | 65 | Precast kerb systems | Construction Costs (CC) | Architectural works ¦ Non-structural works | Roof finishes, skylights and landscaping (including waterproofing and insulation) |  | 2 | 04 | 030 | 000 | 2.04.030
Ss_30_75_45_65 | 30 | 75 | 45 | 65 | Precast kerb systems | Renewal Costs (RC) | Architectural works ¦ Non-structural works | Roof finishes, skylights and landscaping (including waterproofing and insulation) |  | 3 | 04 | 030 | 000 | 3.04.030
Ss_30_75_45_65 | 30 | 75 | 45 | 65 | Precast kerb systems | Maintenance Costs (MC) | Architectural works ¦ Non-structural works | Roof finishes, skylights and landscaping (including waterproofing and insulation) |  | 5 | 04 | 030 | 000 | 5.04.030
Ss_30_75_45_80 | 30 | 75 | 45 | 80 | Single unit traffic calming systems | Construction Costs (CC) | Architectural works ¦ Non-structural works | Roof finishes, skylights and landscaping (including waterproofing and insulation) |  | 2 | 04 | 030 | 000 | 2.04.030
Ss_30_75_45_80 | 30 | 75 | 45 | 80 | Single unit traffic calming systems | Renewal Costs (RC) | Architectural works ¦ Non-structural works | Roof finishes, skylights and landscaping (including waterproofing and insulation) |  | 3 | 04 | 030 | 000 | 3.04.030
Ss_30_75_45_80 | 30 | 75 | 45 | 80 | Single unit traffic calming systems | Maintenance Costs (MC) | Architectural works ¦ Non-structural works | Roof finishes, skylights and landscaping (including waterproofing and insulation) |  | 5 | 04 | 030 | 000 | 5.04.030
Ss_30_75_45_85 | 30 | 75 | 45 | 85 | Traffic kerb systems | Construction Costs (CC) | Architectural works ¦ Non-structural works | Roof finishes, skylights and landscaping (including waterproofing and insulation) |  | 2 | 04 | 030 | 000 | 2.04.030
Ss_30_75_45_85 | 30 | 75 | 45 | 85 | Traffic kerb systems | Renewal Costs (RC) | Architectural works ¦ Non-structural works | Roof finishes, skylights and landscaping (including waterproofing and insulation) |  | 3 | 04 | 030 | 000 | 3.04.030
Ss_30_75_45_85 | 30 | 75 | 45 | 85 | Traffic kerb systems | Maintenance Costs (MC) | Architectural works ¦ Non-structural works | Roof finishes, skylights and landscaping (including waterproofing and insulation) |  | 5 | 04 | 030 | 000 | 5.04.030
Ss_30_75_45_86 | 30 | 75 | 45 | 86 | Traffic separation systems | Construction Costs (CC) | Architectural works ¦ Non-structural works | Roof finishes, skylights and landscaping (including waterproofing and insulation) |  | 2 | 04 | 030 | 000 | 2.04.030
Ss_30_75_45_86 | 30 | 75 | 45 | 86 | Traffic separation systems | Renewal Costs (RC) | Architectural works ¦ Non-structural works | Roof finishes, skylights and landscaping (including waterproofing and insulation) |  | 3 | 04 | 030 | 000 | 3.04.030
Ss_30_75_45_86 | 30 | 75 | 45 | 86 | Traffic separation systems | Maintenance Costs (MC) | Architectural works ¦ Non-structural works | Roof finishes, skylights and landscaping (including waterproofing and insulation) |  | 5 | 04 | 030 | 000 | 5.04.030
Ss_30_75_50 | 30 | 75 | 50 |  | Metal sheet gutter lining systems | Construction Costs (CC) | Architectural works ¦ Non-structural works | Roof finishes, skylights and landscaping (including waterproofing and insulation) |  | 2 | 04 | 030 | 000 | 2.04.030
Ss_30_75_50 | 30 | 75 | 50 |  | Metal sheet gutter lining systems | Renewal Costs (RC) | Architectural works ¦ Non-structural works | Roof finishes, skylights and landscaping (including waterproofing and insulation) |  | 3 | 04 | 030 | 000 | 3.04.030
Ss_30_75_50 | 30 | 75 | 50 |  | Metal sheet gutter lining systems | Maintenance Costs (MC) | Architectural works ¦ Non-structural works | Roof finishes, skylights and landscaping (including waterproofing and insulation) |  | 5 | 04 | 030 | 000 | 5.04.030
Ss_30_75_50_05 | 30 | 75 | 50 | 05 | Aluminium sheet gutter lining systems | Construction Costs (CC) | Architectural works ¦ Non-structural works | Roof finishes, skylights and landscaping (including waterproofing and insulation) |  | 2 | 04 | 030 | 000 | 2.04.030
Ss_30_75_50_05 | 30 | 75 | 50 | 05 | Aluminium sheet gutter lining systems | Renewal Costs (RC) | Architectural works ¦ Non-structural works | Roof finishes, skylights and landscaping (including waterproofing and insulation) |  | 3 | 04 | 030 | 000 | 3.04.030
Ss_30_75_50_05 | 30 | 75 | 50 | 05 | Aluminium sheet gutter lining systems | Maintenance Costs (MC) | Architectural works ¦ Non-structural works | Roof finishes, skylights and landscaping (including waterproofing and insulation) |  | 5 | 04 | 030 | 000 | 5.04.030
Ss_30_75_50_15 | 30 | 75 | 50 | 15 | Copper sheet gutter lining systems | Construction Costs (CC) | Architectural works ¦ Non-structural works | Roof finishes, skylights and landscaping (including waterproofing and insulation) |  | 2 | 04 | 030 | 000 | 2.04.030
Ss_30_75_50_15 | 30 | 75 | 50 | 15 | Copper sheet gutter lining systems | Renewal Costs (RC) | Architectural works ¦ Non-structural works | Roof finishes, skylights and landscaping (including waterproofing and insulation) |  | 3 | 04 | 030 | 000 | 3.04.030
Ss_30_75_50_15 | 30 | 75 | 50 | 15 | Copper sheet gutter lining systems | Maintenance Costs (MC) | Architectural works ¦ Non-structural works | Roof finishes, skylights and landscaping (including waterproofing and insulation) |  | 5 | 04 | 030 | 000 | 5.04.030
Ss_30_75_50_45 | 30 | 75 | 50 | 45 | Lead sheet gutter lining systems | Construction Costs (CC) | Architectural works ¦ Non-structural works | Roof finishes, skylights and landscaping (including waterproofing and insulation) |  | 2 | 04 | 030 | 000 | 2.04.030
Ss_30_75_50_45 | 30 | 75 | 50 | 45 | Lead sheet gutter lining systems | Renewal Costs (RC) | Architectural works ¦ Non-structural works | Roof finishes, skylights and landscaping (including waterproofing and insulation) |  | 3 | 04 | 030 | 000 | 3.04.030
Ss_30_75_50_45 | 30 | 75 | 50 | 45 | Lead sheet gutter lining systems | Maintenance Costs (MC) | Architectural works ¦ Non-structural works | Roof finishes, skylights and landscaping (including waterproofing and insulation) |  | 5 | 04 | 030 | 000 | 5.04.030
Ss_30_75_50_75 | 30 | 75 | 50 | 75 | Stainless steel sheet gutter lining systems | Construction Costs (CC) | Architectural works ¦ Non-structural works | Roof finishes, skylights and landscaping (including waterproofing and insulation) |  | 2 | 04 | 030 | 000 | 2.04.030
Ss_30_75_50_75 | 30 | 75 | 50 | 75 | Stainless steel sheet gutter lining systems | Renewal Costs (RC) | Architectural works ¦ Non-structural works | Roof finishes, skylights and landscaping (including waterproofing and insulation) |  | 3 | 04 | 030 | 000 | 3.04.030
Ss_30_75_50_75 | 30 | 75 | 50 | 75 | Stainless steel sheet gutter lining systems | Maintenance Costs (MC) | Architectural works ¦ Non-structural works | Roof finishes, skylights and landscaping (including waterproofing and insulation) |  | 5 | 04 | 030 | 000 | 5.04.030
Ss_30_75_50_95 | 30 | 75 | 50 | 95 | Zinc sheet gutter lining systems | Construction Costs (CC) | Architectural works ¦ Non-structural works | Roof finishes, skylights and landscaping (including waterproofing and insulation) |  | 2 | 04 | 030 | 000 | 2.04.030
Ss_30_75_50_95 | 30 | 75 | 50 | 95 | Zinc sheet gutter lining systems | Renewal Costs (RC) | Architectural works ¦ Non-structural works | Roof finishes, skylights and landscaping (including waterproofing and insulation) |  | 3 | 04 | 030 | 000 | 3.04.030
Ss_30_75_50_95 | 30 | 75 | 50 | 95 | Zinc sheet gutter lining systems | Maintenance Costs (MC) | Architectural works ¦ Non-structural works | Roof finishes, skylights and landscaping (including waterproofing and insulation) |  | 5 | 04 | 030 | 000 | 5.04.030
Ss_30_95 | 30 | 95 |  |  | Temporary roof, floor and paving systems | Construction Costs (CC) | Architectural works ¦ Non-structural works | Roof finishes, skylights and landscaping (including waterproofing and insulation) |  | 2 | 04 | 030 | 000 | 2.04.030
Ss_30_95 | 30 | 95 |  |  | Temporary roof, floor and paving systems | Renewal Costs (RC) | Architectural works ¦ Non-structural works | Roof finishes, skylights and landscaping (including waterproofing and insulation) |  | 3 | 04 | 030 | 000 | 3.04.030
Ss_30_95 | 30 | 95 |  |  | Temporary roof, floor and paving systems | Maintenance Costs (MC) | Architectural works ¦ Non-structural works | Roof finishes, skylights and landscaping (including waterproofing and insulation) |  | 5 | 04 | 030 | 000 | 5.04.030
Ss_32 | 32 |  |  |  | Damp proofing, waterproofing and plaster finishing systems | Construction Costs (CC) | Architectural works ¦ Non-structural works | Finishes under cover |  | 2 | 04 | 060 | 000 | 2.04.060
Ss_32 | 32 |  |  |  | Damp proofing, waterproofing and plaster finishing systems | Renewal Costs (RC) | Architectural works ¦ Non-structural works | Finishes under cover |  | 3 | 04 | 060 | 000 | 3.04.060
Ss_32 | 32 |  |  |  | Damp proofing, waterproofing and plaster finishing systems | Maintenance Costs (MC) | Architectural works ¦ Non-structural works | Finishes under cover |  | 5 | 04 | 060 | 000 | 5.04.060
Ss_32_20 | 32 | 20 |  |  | Damp proofing systems | Construction Costs (CC) | Architectural works ¦ Non-structural works | Finishes under cover |  | 2 | 04 | 060 | 000 | 2.04.060
Ss_32_20 | 32 | 20 |  |  | Damp proofing systems | Renewal Costs (RC) | Architectural works ¦ Non-structural works | Finishes under cover |  | 3 | 04 | 060 | 000 | 3.04.060
Ss_32_20 | 32 | 20 |  |  | Damp proofing systems | Maintenance Costs (MC) | Architectural works ¦ Non-structural works | Finishes under cover |  | 5 | 04 | 060 | 000 | 5.04.060
Ss_32_20_20 | 32 | 20 | 20 |  | Damp proof courses renewal and insertion systems | Construction Costs (CC) | Architectural works ¦ Non-structural works | Finishes under cover |  | 2 | 04 | 060 | 000 | 2.04.060
Ss_32_20_20 | 32 | 20 | 20 |  | Damp proof courses renewal and insertion systems | Renewal Costs (RC) | Architectural works ¦ Non-structural works | Finishes under cover |  | 3 | 04 | 060 | 000 | 3.04.060
Ss_32_20_20 | 32 | 20 | 20 |  | Damp proof courses renewal and insertion systems | Maintenance Costs (MC) | Architectural works ¦ Non-structural works | Finishes under cover |  | 5 | 04 | 060 | 000 | 5.04.060
Ss_32_20_20_15 | 32 | 20 | 20 | 15 | Chemical injection damp proof course systems | Construction Costs (CC) | Architectural works ¦ Non-structural works | Finishes under cover |  | 2 | 04 | 060 | 000 | 2.04.060
Ss_32_20_20_15 | 32 | 20 | 20 | 15 | Chemical injection damp proof course systems | Renewal Costs (RC) | Architectural works ¦ Non-structural works | Finishes under cover |  | 3 | 04 | 060 | 000 | 3.04.060
Ss_32_20_20_15 | 32 | 20 | 20 | 15 | Chemical injection damp proof course systems | Maintenance Costs (MC) | Architectural works ¦ Non-structural works | Finishes under cover |  | 5 | 04 | 060 | 000 | 5.04.060
Ss_32_20_20_62 | 32 | 20 | 20 | 62 | Physical insertion horizontal damp proof course systems | Construction Costs (CC) | Architectural works ¦ Non-structural works | Finishes under cover |  | 2 | 04 | 060 | 000 | 2.04.060
Ss_32_20_20_62 | 32 | 20 | 20 | 62 | Physical insertion horizontal damp proof course systems | Renewal Costs (RC) | Architectural works ¦ Non-structural works | Finishes under cover |  | 3 | 04 | 060 | 000 | 3.04.060
Ss_32_20_20_62 | 32 | 20 | 20 | 62 | Physical insertion horizontal damp proof course systems | Maintenance Costs (MC) | Architectural works ¦ Non-structural works | Finishes under cover |  | 5 | 04 | 060 | 000 | 5.04.060
Ss_32_20_20_63 | 32 | 20 | 20 | 63 | Physical insertion horizontal or stepped cavity tray systems | Construction Costs (CC) | Architectural works ¦ Non-structural works | Finishes under cover |  | 2 | 04 | 060 | 000 | 2.04.060
Ss_32_20_20_63 | 32 | 20 | 20 | 63 | Physical insertion horizontal or stepped cavity tray systems | Renewal Costs (RC) | Architectural works ¦ Non-structural works | Finishes under cover |  | 3 | 04 | 060 | 000 | 3.04.060
Ss_32_20_20_63 | 32 | 20 | 20 | 63 | Physical insertion horizontal or stepped cavity tray systems | Maintenance Costs (MC) | Architectural works ¦ Non-structural works | Finishes under cover |  | 5 | 04 | 060 | 000 | 5.04.060
Ss_32_20_20_64 | 32 | 20 | 20 | 64 | Physical insertion proprietary rising damp remedial systems | Construction Costs (CC) | Architectural works ¦ Non-structural works | Finishes under cover |  | 2 | 04 | 060 | 000 | 2.04.060
Ss_32_20_20_64 | 32 | 20 | 20 | 64 | Physical insertion proprietary rising damp remedial systems | Renewal Costs (RC) | Architectural works ¦ Non-structural works | Finishes under cover |  | 3 | 04 | 060 | 000 | 3.04.060
Ss_32_20_20_64 | 32 | 20 | 20 | 64 | Physical insertion proprietary rising damp remedial systems | Maintenance Costs (MC) | Architectural works ¦ Non-structural works | Finishes under cover |  | 5 | 04 | 060 | 000 | 5.04.060
Ss_32_20_20_65 | 32 | 20 | 20 | 65 | Physical insertion vertical damp proof course systems | Construction Costs (CC) | Architectural works ¦ Non-structural works | Finishes under cover |  | 2 | 04 | 060 | 000 | 2.04.060
Ss_32_20_20_65 | 32 | 20 | 20 | 65 | Physical insertion vertical damp proof course systems | Renewal Costs (RC) | Architectural works ¦ Non-structural works | Finishes under cover |  | 3 | 04 | 060 | 000 | 3.04.060
Ss_32_20_20_65 | 32 | 20 | 20 | 65 | Physical insertion vertical damp proof course systems | Maintenance Costs (MC) | Architectural works ¦ Non-structural works | Finishes under cover |  | 5 | 04 | 060 | 000 | 5.04.060
Ss_32_20_30 | 32 | 20 | 30 |  | Floor damp proofing systems | Construction Costs (CC) | Architectural works ¦ Non-structural works | Finishes under cover |  | 2 | 04 | 060 | 000 | 2.04.060
Ss_32_20_30 | 32 | 20 | 30 |  | Floor damp proofing systems | Renewal Costs (RC) | Architectural works ¦ Non-structural works | Finishes under cover |  | 3 | 04 | 060 | 000 | 3.04.060
Ss_32_20_30 | 32 | 20 | 30 |  | Floor damp proofing systems | Maintenance Costs (MC) | Architectural works ¦ Non-structural works | Finishes under cover |  | 5 | 04 | 060 | 000 | 5.04.060
Ss_32_20_30_10 | 32 | 20 | 30 | 10 | Cementitious mortar slurry floor damp proofing systems | Construction Costs (CC) | Architectural works ¦ Non-structural works | Finishes under cover |  | 2 | 04 | 060 | 000 | 2.04.060
Ss_32_20_30_10 | 32 | 20 | 30 | 10 | Cementitious mortar slurry floor damp proofing systems | Renewal Costs (RC) | Architectural works ¦ Non-structural works | Finishes under cover |  | 3 | 04 | 060 | 000 | 3.04.060
Ss_32_20_30_10 | 32 | 20 | 30 | 10 | Cementitious mortar slurry floor damp proofing systems | Maintenance Costs (MC) | Architectural works ¦ Non-structural works | Finishes under cover |  | 5 | 04 | 060 | 000 | 5.04.060
Ss_32_20_30_15 | 32 | 20 | 30 | 15 | Cold-applied liquid floor damp proofing systems | Construction Costs (CC) | Architectural works ¦ Non-structural works | Finishes under cover |  | 2 | 04 | 060 | 000 | 2.04.060
Ss_32_20_30_15 | 32 | 20 | 30 | 15 | Cold-applied liquid floor damp proofing systems | Renewal Costs (RC) | Architectural works ¦ Non-structural works | Finishes under cover |  | 3 | 04 | 060 | 000 | 3.04.060
Ss_32_20_30_15 | 32 | 20 | 30 | 15 | Cold-applied liquid floor damp proofing systems | Maintenance Costs (MC) | Architectural works ¦ Non-structural works | Finishes under cover |  | 5 | 04 | 060 | 000 | 5.04.060
Ss_32_20_30_30 | 32 | 20 | 30 | 30 | Fully-bonded bitumen membrane overslab damp proofing systems | Construction Costs (CC) | Architectural works ¦ Non-structural works | Finishes under cover |  | 2 | 04 | 060 | 000 | 2.04.060
Ss_32_20_30_30 | 32 | 20 | 30 | 30 | Fully-bonded bitumen membrane overslab damp proofing systems | Renewal Costs (RC) | Architectural works ¦ Non-structural works | Finishes under cover |  | 3 | 04 | 060 | 000 | 3.04.060
Ss_32_20_30_30 | 32 | 20 | 30 | 30 | Fully-bonded bitumen membrane overslab damp proofing systems | Maintenance Costs (MC) | Architectural works ¦ Non-structural works | Finishes under cover |  | 5 | 04 | 060 | 000 | 5.04.060
Ss_32_20_30_35 | 32 | 20 | 30 | 35 | Fully-bonded bitumen membrane underslab damp proofing systems | Construction Costs (CC) | Architectural works ¦ Non-structural works | Finishes under cover |  | 2 | 04 | 060 | 000 | 2.04.060
Ss_32_20_30_35 | 32 | 20 | 30 | 35 | Fully-bonded bitumen membrane underslab damp proofing systems | Renewal Costs (RC) | Architectural works ¦ Non-structural works | Finishes under cover |  | 3 | 04 | 060 | 000 | 3.04.060
Ss_32_20_30_35 | 32 | 20 | 30 | 35 | Fully-bonded bitumen membrane underslab damp proofing systems | Maintenance Costs (MC) | Architectural works ¦ Non-structural works | Finishes under cover |  | 5 | 04 | 060 | 000 | 5.04.060
Ss_32_20_30_40 | 32 | 20 | 30 | 40 | Hot-applied liquid floor damp proofing systems | Construction Costs (CC) | Architectural works ¦ Non-structural works | Finishes under cover |  | 2 | 04 | 060 | 000 | 2.04.060
Ss_32_20_30_40 | 32 | 20 | 30 | 40 | Hot-applied liquid floor damp proofing systems | Renewal Costs (RC) | Architectural works ¦ Non-structural works | Finishes under cover |  | 3 | 04 | 060 | 000 | 3.04.060
Ss_32_20_30_40 | 32 | 20 | 30 | 40 | Hot-applied liquid floor damp proofing systems | Maintenance Costs (MC) | Architectural works ¦ Non-structural works | Finishes under cover |  | 5 | 04 | 060 | 000 | 5.04.060
Ss_32_20_30_45 | 32 | 20 | 30 | 45 | Loose-laid bitumen membrane overslab damp proofing systems | Construction Costs (CC) | Architectural works ¦ Non-structural works | Finishes under cover |  | 2 | 04 | 060 | 000 | 2.04.060
Ss_32_20_30_45 | 32 | 20 | 30 | 45 | Loose-laid bitumen membrane overslab damp proofing systems | Renewal Costs (RC) | Architectural works ¦ Non-structural works | Finishes under cover |  | 3 | 04 | 060 | 000 | 3.04.060
Ss_32_20_30_45 | 32 | 20 | 30 | 45 | Loose-laid bitumen membrane overslab damp proofing systems | Maintenance Costs (MC) | Architectural works ¦ Non-structural works | Finishes under cover |  | 5 | 04 | 060 | 000 | 5.04.060
Ss_32_20_30_46 | 32 | 20 | 30 | 46 | Loose-laid bitumen membrane underslab damp proofing systems | Construction Costs (CC) | Architectural works ¦ Non-structural works | Finishes under cover |  | 2 | 04 | 060 | 000 | 2.04.060
Ss_32_20_30_46 | 32 | 20 | 30 | 46 | Loose-laid bitumen membrane underslab damp proofing systems | Renewal Costs (RC) | Architectural works ¦ Non-structural works | Finishes under cover |  | 3 | 04 | 060 | 000 | 3.04.060
Ss_32_20_30_46 | 32 | 20 | 30 | 46 | Loose-laid bitumen membrane underslab damp proofing systems | Maintenance Costs (MC) | Architectural works ¦ Non-structural works | Finishes under cover |  | 5 | 04 | 060 | 000 | 5.04.060
Ss_32_20_30_48 | 32 | 20 | 30 | 48 | Loose-laid polyethylene membrane oversite damp proofing systems | Construction Costs (CC) | Architectural works ¦ Non-structural works | Finishes under cover |  | 2 | 04 | 060 | 000 | 2.04.060
Ss_32_20_30_48 | 32 | 20 | 30 | 48 | Loose-laid polyethylene membrane oversite damp proofing systems | Renewal Costs (RC) | Architectural works ¦ Non-structural works | Finishes under cover |  | 3 | 04 | 060 | 000 | 3.04.060
Ss_32_20_30_48 | 32 | 20 | 30 | 48 | Loose-laid polyethylene membrane oversite damp proofing systems | Maintenance Costs (MC) | Architectural works ¦ Non-structural works | Finishes under cover |  | 5 | 04 | 060 | 000 | 5.04.060
Ss_32_20_30_50 | 32 | 20 | 30 | 50 | Loose-laid polyethylene membrane overslab damp proofing systems | Construction Costs (CC) | Architectural works ¦ Non-structural works | Finishes under cover |  | 2 | 04 | 060 | 000 | 2.04.060
Ss_32_20_30_50 | 32 | 20 | 30 | 50 | Loose-laid polyethylene membrane overslab damp proofing systems | Renewal Costs (RC) | Architectural works ¦ Non-structural works | Finishes under cover |  | 3 | 04 | 060 | 000 | 3.04.060
Ss_32_20_30_50 | 32 | 20 | 30 | 50 | Loose-laid polyethylene membrane overslab damp proofing systems | Maintenance Costs (MC) | Architectural works ¦ Non-structural works | Finishes under cover |  | 5 | 04 | 060 | 000 | 5.04.060
Ss_32_20_30_51 | 32 | 20 | 30 | 51 | Loose-laid polyethylene membrane underslab damp proofing systems | Construction Costs (CC) | Architectural works ¦ Non-structural works | Finishes under cover |  | 2 | 04 | 060 | 000 | 2.04.060
Ss_32_20_30_51 | 32 | 20 | 30 | 51 | Loose-laid polyethylene membrane underslab damp proofing systems | Renewal Costs (RC) | Architectural works ¦ Non-structural works | Finishes under cover |  | 3 | 04 | 060 | 000 | 3.04.060
Ss_32_20_30_51 | 32 | 20 | 30 | 51 | Loose-laid polyethylene membrane underslab damp proofing systems | Maintenance Costs (MC) | Architectural works ¦ Non-structural works | Finishes under cover |  | 5 | 04 | 060 | 000 | 5.04.060
Ss_32_20_30_55 | 32 | 20 | 30 | 55 | Mastic asphalt floor damp proofing systems | Construction Costs (CC) | Architectural works ¦ Non-structural works | Finishes under cover |  | 2 | 04 | 060 | 000 | 2.04.060
Ss_32_20_30_55 | 32 | 20 | 30 | 55 | Mastic asphalt floor damp proofing systems | Renewal Costs (RC) | Architectural works ¦ Non-structural works | Finishes under cover |  | 3 | 04 | 060 | 000 | 3.04.060
Ss_32_20_30_55 | 32 | 20 | 30 | 55 | Mastic asphalt floor damp proofing systems | Maintenance Costs (MC) | Architectural works ¦ Non-structural works | Finishes under cover |  | 5 | 04 | 060 | 000 | 5.04.060
Ss_32_20_30_60 | 32 | 20 | 30 | 60 | Plastics studded membrane floor damp proofing systems | Construction Costs (CC) | Architectural works ¦ Non-structural works | Finishes under cover |  | 2 | 04 | 060 | 000 | 2.04.060
Ss_32_20_30_60 | 32 | 20 | 30 | 60 | Plastics studded membrane floor damp proofing systems | Renewal Costs (RC) | Architectural works ¦ Non-structural works | Finishes under cover |  | 3 | 04 | 060 | 000 | 3.04.060
Ss_32_20_30_60 | 32 | 20 | 30 | 60 | Plastics studded membrane floor damp proofing systems | Maintenance Costs (MC) | Architectural works ¦ Non-structural works | Finishes under cover |  | 5 | 04 | 060 | 000 | 5.04.060
Ss_32_20_30_65 | 32 | 20 | 30 | 65 | Pre-applied anchored membrane underslab damp proofing systems | Construction Costs (CC) | Architectural works ¦ Non-structural works | Finishes under cover |  | 2 | 04 | 060 | 000 | 2.04.060
Ss_32_20_30_65 | 32 | 20 | 30 | 65 | Pre-applied anchored membrane underslab damp proofing systems | Renewal Costs (RC) | Architectural works ¦ Non-structural works | Finishes under cover |  | 3 | 04 | 060 | 000 | 3.04.060
Ss_32_20_30_65 | 32 | 20 | 30 | 65 | Pre-applied anchored membrane underslab damp proofing systems | Maintenance Costs (MC) | Architectural works ¦ Non-structural works | Finishes under cover |  | 5 | 04 | 060 | 000 | 5.04.060
Ss_32_20_30_75 | 32 | 20 | 30 | 75 | Self-adhesive bitumen membrane floor damp proofing systems | Construction Costs (CC) | Architectural works ¦ Non-structural works | Finishes under cover |  | 2 | 04 | 060 | 000 | 2.04.060
Ss_32_20_30_75 | 32 | 20 | 30 | 75 | Self-adhesive bitumen membrane floor damp proofing systems | Renewal Costs (RC) | Architectural works ¦ Non-structural works | Finishes under cover |  | 3 | 04 | 060 | 000 | 3.04.060
Ss_32_20_30_75 | 32 | 20 | 30 | 75 | Self-adhesive bitumen membrane floor damp proofing systems | Maintenance Costs (MC) | Architectural works ¦ Non-structural works | Finishes under cover |  | 5 | 04 | 060 | 000 | 5.04.060
Ss_32_20_95 | 32 | 20 | 95 |  | Wall damp proofing systems | Construction Costs (CC) | Architectural works ¦ Non-structural works | Finishes under cover |  | 2 | 04 | 060 | 000 | 2.04.060
Ss_32_20_95 | 32 | 20 | 95 |  | Wall damp proofing systems | Renewal Costs (RC) | Architectural works ¦ Non-structural works | Finishes under cover |  | 3 | 04 | 060 | 000 | 3.04.060
Ss_32_20_95 | 32 | 20 | 95 |  | Wall damp proofing systems | Maintenance Costs (MC) | Architectural works ¦ Non-structural works | Finishes under cover |  | 5 | 04 | 060 | 000 | 5.04.060
Ss_32_20_95_10 | 32 | 20 | 95 | 10 | Cementitious mortar slurry internal wall damp proofing systems | Construction Costs (CC) | Architectural works ¦ Non-structural works | Finishes under cover |  | 2 | 04 | 060 | 000 | 2.04.060
Ss_32_20_95_10 | 32 | 20 | 95 | 10 | Cementitious mortar slurry internal wall damp proofing systems | Renewal Costs (RC) | Architectural works ¦ Non-structural works | Finishes under cover |  | 3 | 04 | 060 | 000 | 3.04.060
Ss_32_20_95_10 | 32 | 20 | 95 | 10 | Cementitious mortar slurry internal wall damp proofing systems | Maintenance Costs (MC) | Architectural works ¦ Non-structural works | Finishes under cover |  | 5 | 04 | 060 | 000 | 5.04.060
Ss_32_20_95_15 | 32 | 20 | 95 | 15 | Cold-applied liquid internal wall damp proofing systems | Construction Costs (CC) | Architectural works ¦ Non-structural works | Finishes under cover |  | 2 | 04 | 060 | 000 | 2.04.060
Ss_32_20_95_15 | 32 | 20 | 95 | 15 | Cold-applied liquid internal wall damp proofing systems | Renewal Costs (RC) | Architectural works ¦ Non-structural works | Finishes under cover |  | 3 | 04 | 060 | 000 | 3.04.060
Ss_32_20_95_15 | 32 | 20 | 95 | 15 | Cold-applied liquid internal wall damp proofing systems | Maintenance Costs (MC) | Architectural works ¦ Non-structural works | Finishes under cover |  | 5 | 04 | 060 | 000 | 5.04.060
Ss_32_20_95_65 | 32 | 20 | 95 | 65 | Plastics studded membrane internal wall damp-proofing systems | Construction Costs (CC) | Architectural works ¦ Non-structural works | Finishes under cover |  | 2 | 04 | 060 | 000 | 2.04.060
Ss_32_20_95_65 | 32 | 20 | 95 | 65 | Plastics studded membrane internal wall damp-proofing systems | Renewal Costs (RC) | Architectural works ¦ Non-structural works | Finishes under cover |  | 3 | 04 | 060 | 000 | 3.04.060
Ss_32_20_95_65 | 32 | 20 | 95 | 65 | Plastics studded membrane internal wall damp-proofing systems | Maintenance Costs (MC) | Architectural works ¦ Non-structural works | Finishes under cover |  | 5 | 04 | 060 | 000 | 5.04.060
Ss_32_46 | 32 | 46 |  |  | Lath and plaster systems | Construction Costs (CC) | Architectural works ¦ Non-structural works | Finishes under cover |  | 2 | 04 | 060 | 000 | 2.04.060
Ss_32_46 | 32 | 46 |  |  | Lath and plaster systems | Renewal Costs (RC) | Architectural works ¦ Non-structural works | Finishes under cover |  | 3 | 04 | 060 | 000 | 3.04.060
Ss_32_46 | 32 | 46 |  |  | Lath and plaster systems | Maintenance Costs (MC) | Architectural works ¦ Non-structural works | Finishes under cover |  | 5 | 04 | 060 | 000 | 5.04.060
Ss_32_46_50 | 32 | 46 | 50 |  | Metal lathing and anchored mesh reinforcement systems | Construction Costs (CC) | Architectural works ¦ Non-structural works | Finishes under cover |  | 2 | 04 | 060 | 000 | 2.04.060
Ss_32_46_50 | 32 | 46 | 50 |  | Metal lathing and anchored mesh reinforcement systems | Renewal Costs (RC) | Architectural works ¦ Non-structural works | Finishes under cover |  | 3 | 04 | 060 | 000 | 3.04.060
Ss_32_46_50 | 32 | 46 | 50 |  | Metal lathing and anchored mesh reinforcement systems | Maintenance Costs (MC) | Architectural works ¦ Non-structural works | Finishes under cover |  | 5 | 04 | 060 | 000 | 5.04.060
Ss_32_46_50_05 | 32 | 46 | 50 | 05 | Anchored mesh reinforcement systems | Construction Costs (CC) | Architectural works ¦ Non-structural works | Finishes under cover |  | 2 | 04 | 060 | 000 | 2.04.060
Ss_32_46_50_05 | 32 | 46 | 50 | 05 | Anchored mesh reinforcement systems | Renewal Costs (RC) | Architectural works ¦ Non-structural works | Finishes under cover |  | 3 | 04 | 060 | 000 | 3.04.060
Ss_32_46_50_05 | 32 | 46 | 50 | 05 | Anchored mesh reinforcement systems | Maintenance Costs (MC) | Architectural works ¦ Non-structural works | Finishes under cover |  | 5 | 04 | 060 | 000 | 5.04.060
Ss_32_46_50_50 | 32 | 46 | 50 | 50 | Metal lathing casing systems | Construction Costs (CC) | Architectural works ¦ Non-structural works | Finishes under cover |  | 2 | 04 | 060 | 000 | 2.04.060
Ss_32_46_50_50 | 32 | 46 | 50 | 50 | Metal lathing casing systems | Renewal Costs (RC) | Architectural works ¦ Non-structural works | Finishes under cover |  | 3 | 04 | 060 | 000 | 3.04.060
Ss_32_46_50_50 | 32 | 46 | 50 | 50 | Metal lathing casing systems | Maintenance Costs (MC) | Architectural works ¦ Non-structural works | Finishes under cover |  | 5 | 04 | 060 | 000 | 5.04.060
Ss_32_46_50_51 | 32 | 46 | 50 | 51 | Metal lathing on framing systems | Construction Costs (CC) | Architectural works ¦ Non-structural works | Finishes under cover |  | 2 | 04 | 060 | 000 | 2.04.060
Ss_32_46_50_51 | 32 | 46 | 50 | 51 | Metal lathing on framing systems | Renewal Costs (RC) | Architectural works ¦ Non-structural works | Finishes under cover |  | 3 | 04 | 060 | 000 | 3.04.060
Ss_32_46_50_51 | 32 | 46 | 50 | 51 | Metal lathing on framing systems | Maintenance Costs (MC) | Architectural works ¦ Non-structural works | Finishes under cover |  | 5 | 04 | 060 | 000 | 5.04.060
Ss_32_46_50_52 | 32 | 46 | 50 | 52 | Metal lathing on hangers, bearers and runners systems | Construction Costs (CC) | Architectural works ¦ Non-structural works | Finishes under cover |  | 2 | 04 | 060 | 000 | 2.04.060
Ss_32_46_50_52 | 32 | 46 | 50 | 52 | Metal lathing on hangers, bearers and runners systems | Renewal Costs (RC) | Architectural works ¦ Non-structural works | Finishes under cover |  | 3 | 04 | 060 | 000 | 3.04.060
Ss_32_46_50_52 | 32 | 46 | 50 | 52 | Metal lathing on hangers, bearers and runners systems | Maintenance Costs (MC) | Architectural works ¦ Non-structural works | Finishes under cover |  | 5 | 04 | 060 | 000 | 5.04.060
Ss_32_46_50_53 | 32 | 46 | 50 | 53 | Metal lathing on solid substrate systems | Construction Costs (CC) | Architectural works ¦ Non-structural works | Finishes under cover |  | 2 | 04 | 060 | 000 | 2.04.060
Ss_32_46_50_53 | 32 | 46 | 50 | 53 | Metal lathing on solid substrate systems | Renewal Costs (RC) | Architectural works ¦ Non-structural works | Finishes under cover |  | 3 | 04 | 060 | 000 | 3.04.060
Ss_32_46_50_53 | 32 | 46 | 50 | 53 | Metal lathing on solid substrate systems | Maintenance Costs (MC) | Architectural works ¦ Non-structural works | Finishes under cover |  | 5 | 04 | 060 | 000 | 5.04.060
Ss_32_46_65 | 32 | 46 | 65 |  | Plaster coating systems | Construction Costs (CC) | Architectural works ¦ Non-structural works | Finishes under cover |  | 2 | 04 | 060 | 000 | 2.04.060
Ss_32_46_65 | 32 | 46 | 65 |  | Plaster coating systems | Renewal Costs (RC) | Architectural works ¦ Non-structural works | Finishes under cover |  | 3 | 04 | 060 | 000 | 3.04.060
Ss_32_46_65 | 32 | 46 | 65 |  | Plaster coating systems | Maintenance Costs (MC) | Architectural works ¦ Non-structural works | Finishes under cover |  | 5 | 04 | 060 | 000 | 5.04.060
Ss_32_46_65_15 | 32 | 46 | 65 | 15 | Clay plaster systems | Construction Costs (CC) | Architectural works ¦ Non-structural works | Finishes under cover |  | 2 | 04 | 060 | 000 | 2.04.060
Ss_32_46_65_15 | 32 | 46 | 65 | 15 | Clay plaster systems | Renewal Costs (RC) | Architectural works ¦ Non-structural works | Finishes under cover |  | 3 | 04 | 060 | 000 | 3.04.060
Ss_32_46_65_15 | 32 | 46 | 65 | 15 | Clay plaster systems | Maintenance Costs (MC) | Architectural works ¦ Non-structural works | Finishes under cover |  | 5 | 04 | 060 | 000 | 5.04.060
Ss_32_46_65_55 | 32 | 46 | 65 | 55 | Multicoat plaster systems | Construction Costs (CC) | Architectural works ¦ Non-structural works | Finishes under cover |  | 2 | 04 | 060 | 000 | 2.04.060
Ss_32_46_65_55 | 32 | 46 | 65 | 55 | Multicoat plaster systems | Renewal Costs (RC) | Architectural works ¦ Non-structural works | Finishes under cover |  | 3 | 04 | 060 | 000 | 3.04.060
Ss_32_46_65_55 | 32 | 46 | 65 | 55 | Multicoat plaster systems | Maintenance Costs (MC) | Architectural works ¦ Non-structural works | Finishes under cover |  | 5 | 04 | 060 | 000 | 5.04.060
Ss_32_46_65_58 | 32 | 46 | 65 | 58 | One coat plaster systems | Construction Costs (CC) | Architectural works ¦ Non-structural works | Finishes under cover |  | 2 | 04 | 060 | 000 | 2.04.060
Ss_32_46_65_58 | 32 | 46 | 65 | 58 | One coat plaster systems | Renewal Costs (RC) | Architectural works ¦ Non-structural works | Finishes under cover |  | 3 | 04 | 060 | 000 | 3.04.060
Ss_32_46_65_58 | 32 | 46 | 65 | 58 | One coat plaster systems | Maintenance Costs (MC) | Architectural works ¦ Non-structural works | Finishes under cover |  | 5 | 04 | 060 | 000 | 5.04.060
Ss_32_46_65_90 | 32 | 46 | 65 | 90 | Tiling and mosaic plaster substrate systems | Construction Costs (CC) | Architectural works ¦ Non-structural works | Finishes under cover |  | 2 | 04 | 060 | 000 | 2.04.060
Ss_32_46_65_90 | 32 | 46 | 65 | 90 | Tiling and mosaic plaster substrate systems | Renewal Costs (RC) | Architectural works ¦ Non-structural works | Finishes under cover |  | 3 | 04 | 060 | 000 | 3.04.060
Ss_32_46_65_90 | 32 | 46 | 65 | 90 | Tiling and mosaic plaster substrate systems | Maintenance Costs (MC) | Architectural works ¦ Non-structural works | Finishes under cover |  | 5 | 04 | 060 | 000 | 5.04.060
Ss_32_80 | 32 | 80 |  |  | Waterproofing and tanking systems - See civil | Construction Costs (CC) | Architectural works ¦ Non-structural works | Finishes under cover |  | 2 | 04 | 060 | 000 | 2.04.060
Ss_32_80 | 32 | 80 |  |  | Waterproofing and tanking systems - See civil | Renewal Costs (RC) | Architectural works ¦ Non-structural works | Finishes under cover |  | 3 | 04 | 060 | 000 | 3.04.060
Ss_32_80 | 32 | 80 |  |  | Waterproofing and tanking systems - See civil | Maintenance Costs (MC) | Architectural works ¦ Non-structural works | Finishes under cover |  | 5 | 04 | 060 | 000 | 5.04.060
Ss_32_80_03 | 32 | 80 | 03 |  | Applied waterproofing and tanking systems | Construction Costs (CC) | Architectural works ¦ Non-structural works | Finishes under cover |  | 2 | 04 | 060 | 000 | 2.04.060
Ss_32_80_03 | 32 | 80 | 03 |  | Applied waterproofing and tanking systems | Renewal Costs (RC) | Architectural works ¦ Non-structural works | Finishes under cover |  | 3 | 04 | 060 | 000 | 3.04.060
Ss_32_80_03 | 32 | 80 | 03 |  | Applied waterproofing and tanking systems | Maintenance Costs (MC) | Architectural works ¦ Non-structural works | Finishes under cover |  | 5 | 04 | 060 | 000 | 5.04.060
Ss_32_80_03_08 | 32 | 80 | 03 | 08 | Bridge deck liquid sprayed systems | Construction Costs (CC) | Architectural works ¦ Non-structural works | Finishes under cover |  | 2 | 04 | 060 | 000 | 2.04.060
Ss_32_80_03_08 | 32 | 80 | 03 | 08 | Bridge deck liquid sprayed systems | Renewal Costs (RC) | Architectural works ¦ Non-structural works | Finishes under cover |  | 3 | 04 | 060 | 000 | 3.04.060
Ss_32_80_03_08 | 32 | 80 | 03 | 08 | Bridge deck liquid sprayed systems | Maintenance Costs (MC) | Architectural works ¦ Non-structural works | Finishes under cover |  | 5 | 04 | 060 | 000 | 5.04.060
Ss_32_80_03_10 | 32 | 80 | 03 | 10 | Cementitious proprietary mortar slurry tanking systems | Construction Costs (CC) | Architectural works ¦ Non-structural works | Finishes under cover |  | 2 | 04 | 060 | 000 | 2.04.060
Ss_32_80_03_10 | 32 | 80 | 03 | 10 | Cementitious proprietary mortar slurry tanking systems | Renewal Costs (RC) | Architectural works ¦ Non-structural works | Finishes under cover |  | 3 | 04 | 060 | 000 | 3.04.060
Ss_32_80_03_10 | 32 | 80 | 03 | 10 | Cementitious proprietary mortar slurry tanking systems | Maintenance Costs (MC) | Architectural works ¦ Non-structural works | Finishes under cover |  | 5 | 04 | 060 | 000 | 5.04.060
Ss_32_80_03_12 | 32 | 80 | 03 | 12 | Cementitious site-batched-and-mixed mortar tanking systems | Construction Costs (CC) | Architectural works ¦ Non-structural works | Finishes under cover |  | 2 | 04 | 060 | 000 | 2.04.060
Ss_32_80_03_12 | 32 | 80 | 03 | 12 | Cementitious site-batched-and-mixed mortar tanking systems | Renewal Costs (RC) | Architectural works ¦ Non-structural works | Finishes under cover |  | 3 | 04 | 060 | 000 | 3.04.060
Ss_32_80_03_12 | 32 | 80 | 03 | 12 | Cementitious site-batched-and-mixed mortar tanking systems | Maintenance Costs (MC) | Architectural works ¦ Non-structural works | Finishes under cover |  | 5 | 04 | 060 | 000 | 5.04.060
Ss_32_80_03_14 | 32 | 80 | 03 | 14 | Cold-applied liquid external tanking systems | Construction Costs (CC) | Architectural works ¦ Non-structural works | Finishes under cover |  | 2 | 04 | 060 | 000 | 2.04.060
Ss_32_80_03_14 | 32 | 80 | 03 | 14 | Cold-applied liquid external tanking systems | Renewal Costs (RC) | Architectural works ¦ Non-structural works | Finishes under cover |  | 3 | 04 | 060 | 000 | 3.04.060
Ss_32_80_03_14 | 32 | 80 | 03 | 14 | Cold-applied liquid external tanking systems | Maintenance Costs (MC) | Architectural works ¦ Non-structural works | Finishes under cover |  | 5 | 04 | 060 | 000 | 5.04.060
Ss_32_80_03_16 | 32 | 80 | 03 | 16 | Cold-applied liquid sandwiched tanking systems | Construction Costs (CC) | Architectural works ¦ Non-structural works | Finishes under cover |  | 2 | 04 | 060 | 000 | 2.04.060
Ss_32_80_03_16 | 32 | 80 | 03 | 16 | Cold-applied liquid sandwiched tanking systems | Renewal Costs (RC) | Architectural works ¦ Non-structural works | Finishes under cover |  | 3 | 04 | 060 | 000 | 3.04.060
Ss_32_80_03_16 | 32 | 80 | 03 | 16 | Cold-applied liquid sandwiched tanking systems | Maintenance Costs (MC) | Architectural works ¦ Non-structural works | Finishes under cover |  | 5 | 04 | 060 | 000 | 5.04.060
Ss_32_80_03_18 | 32 | 80 | 03 | 18 | Crystallization-active cementitious mortar dry shake tanking systems | Construction Costs (CC) | Architectural works ¦ Non-structural works | Finishes under cover |  | 2 | 04 | 060 | 000 | 2.04.060
Ss_32_80_03_18 | 32 | 80 | 03 | 18 | Crystallization-active cementitious mortar dry shake tanking systems | Renewal Costs (RC) | Architectural works ¦ Non-structural works | Finishes under cover |  | 3 | 04 | 060 | 000 | 3.04.060
Ss_32_80_03_18 | 32 | 80 | 03 | 18 | Crystallization-active cementitious mortar dry shake tanking systems | Maintenance Costs (MC) | Architectural works ¦ Non-structural works | Finishes under cover |  | 5 | 04 | 060 | 000 | 5.04.060
Ss_32_80_03_20 | 32 | 80 | 03 | 20 | Crystallization-active cementitious mortar slurry tanking systems | Construction Costs (CC) | Architectural works ¦ Non-structural works | Finishes under cover |  | 2 | 04 | 060 | 000 | 2.04.060
Ss_32_80_03_20 | 32 | 80 | 03 | 20 | Crystallization-active cementitious mortar slurry tanking systems | Renewal Costs (RC) | Architectural works ¦ Non-structural works | Finishes under cover |  | 3 | 04 | 060 | 000 | 3.04.060
Ss_32_80_03_20 | 32 | 80 | 03 | 20 | Crystallization-active cementitious mortar slurry tanking systems | Maintenance Costs (MC) | Architectural works ¦ Non-structural works | Finishes under cover |  | 5 | 04 | 060 | 000 | 5.04.060
Ss_32_80_03_40 | 32 | 80 | 03 | 40 | Interstitial grouting systems | Construction Costs (CC) | Architectural works ¦ Non-structural works | Finishes under cover |  | 2 | 04 | 060 | 000 | 2.04.060
Ss_32_80_03_40 | 32 | 80 | 03 | 40 | Interstitial grouting systems | Renewal Costs (RC) | Architectural works ¦ Non-structural works | Finishes under cover |  | 3 | 04 | 060 | 000 | 3.04.060
Ss_32_80_03_40 | 32 | 80 | 03 | 40 | Interstitial grouting systems | Maintenance Costs (MC) | Architectural works ¦ Non-structural works | Finishes under cover |  | 5 | 04 | 060 | 000 | 5.04.060
Ss_32_80_03_50 | 32 | 80 | 03 | 50 | Mastic asphalt external tanking systems | Construction Costs (CC) | Architectural works ¦ Non-structural works | Finishes under cover |  | 2 | 04 | 060 | 000 | 2.04.060
Ss_32_80_03_50 | 32 | 80 | 03 | 50 | Mastic asphalt external tanking systems | Renewal Costs (RC) | Architectural works ¦ Non-structural works | Finishes under cover |  | 3 | 04 | 060 | 000 | 3.04.060
Ss_32_80_03_50 | 32 | 80 | 03 | 50 | Mastic asphalt external tanking systems | Maintenance Costs (MC) | Architectural works ¦ Non-structural works | Finishes under cover |  | 5 | 04 | 060 | 000 | 5.04.060
Ss_32_80_03_52 | 32 | 80 | 03 | 52 | Mastic asphalt sandwiched tanking systems | Construction Costs (CC) | Architectural works ¦ Non-structural works | Finishes under cover |  | 2 | 04 | 060 | 000 | 2.04.060
Ss_32_80_03_52 | 32 | 80 | 03 | 52 | Mastic asphalt sandwiched tanking systems | Renewal Costs (RC) | Architectural works ¦ Non-structural works | Finishes under cover |  | 3 | 04 | 060 | 000 | 3.04.060
Ss_32_80_03_52 | 32 | 80 | 03 | 52 | Mastic asphalt sandwiched tanking systems | Maintenance Costs (MC) | Architectural works ¦ Non-structural works | Finishes under cover |  | 5 | 04 | 060 | 000 | 5.04.060
Ss_32_80_03_54 | 32 | 80 | 03 | 54 | Mastic asphalt tank lining systems | Construction Costs (CC) | Architectural works ¦ Non-structural works | Finishes under cover |  | 2 | 04 | 060 | 000 | 2.04.060
Ss_32_80_03_54 | 32 | 80 | 03 | 54 | Mastic asphalt tank lining systems | Renewal Costs (RC) | Architectural works ¦ Non-structural works | Finishes under cover |  | 3 | 04 | 060 | 000 | 3.04.060
Ss_32_80_03_54 | 32 | 80 | 03 | 54 | Mastic asphalt tank lining systems | Maintenance Costs (MC) | Architectural works ¦ Non-structural works | Finishes under cover |  | 5 | 04 | 060 | 000 | 5.04.060
Ss_32_80_03_90 | 32 | 80 | 03 | 90 | Tunnel spray-applied membrane systems | Construction Costs (CC) | Architectural works ¦ Non-structural works | Finishes under cover |  | 2 | 04 | 060 | 000 | 2.04.060
Ss_32_80_03_90 | 32 | 80 | 03 | 90 | Tunnel spray-applied membrane systems | Renewal Costs (RC) | Architectural works ¦ Non-structural works | Finishes under cover |  | 3 | 04 | 060 | 000 | 3.04.060
Ss_32_80_03_90 | 32 | 80 | 03 | 90 | Tunnel spray-applied membrane systems | Maintenance Costs (MC) | Architectural works ¦ Non-structural works | Finishes under cover |  | 5 | 04 | 060 | 000 | 5.04.060
Ss_32_80_79 | 32 | 80 | 79 |  | Sheeted waterproofing and tanking systems | Construction Costs (CC) | Architectural works ¦ Non-structural works | Finishes under cover |  | 2 | 04 | 060 | 000 | 2.04.060
Ss_32_80_79 | 32 | 80 | 79 |  | Sheeted waterproofing and tanking systems | Renewal Costs (RC) | Architectural works ¦ Non-structural works | Finishes under cover |  | 3 | 04 | 060 | 000 | 3.04.060
Ss_32_80_79 | 32 | 80 | 79 |  | Sheeted waterproofing and tanking systems | Maintenance Costs (MC) | Architectural works ¦ Non-structural works | Finishes under cover |  | 5 | 04 | 060 | 000 | 5.04.060
Ss_32_80_79_08 | 32 | 80 | 79 | 08 | Bridge deck sheet systems | Construction Costs (CC) | Architectural works ¦ Non-structural works | Finishes under cover |  | 2 | 04 | 060 | 000 | 2.04.060
Ss_32_80_79_08 | 32 | 80 | 79 | 08 | Bridge deck sheet systems | Renewal Costs (RC) | Architectural works ¦ Non-structural works | Finishes under cover |  | 3 | 04 | 060 | 000 | 3.04.060
Ss_32_80_79_08 | 32 | 80 | 79 | 08 | Bridge deck sheet systems | Maintenance Costs (MC) | Architectural works ¦ Non-structural works | Finishes under cover |  | 5 | 04 | 060 | 000 | 5.04.060
Ss_32_80_79_30 | 32 | 80 | 79 | 30 | Fully bonded bitumen membrane external tanking systems | Construction Costs (CC) | Architectural works ¦ Non-structural works | Finishes under cover |  | 2 | 04 | 060 | 000 | 2.04.060
Ss_32_80_79_30 | 32 | 80 | 79 | 30 | Fully bonded bitumen membrane external tanking systems | Renewal Costs (RC) | Architectural works ¦ Non-structural works | Finishes under cover |  | 3 | 04 | 060 | 000 | 3.04.060
Ss_32_80_79_30 | 32 | 80 | 79 | 30 | Fully bonded bitumen membrane external tanking systems | Maintenance Costs (MC) | Architectural works ¦ Non-structural works | Finishes under cover |  | 5 | 04 | 060 | 000 | 5.04.060
Ss_32_80_79_32 | 32 | 80 | 79 | 32 | Fully bonded bitumen membrane sandwiched tanking systems | Construction Costs (CC) | Architectural works ¦ Non-structural works | Finishes under cover |  | 2 | 04 | 060 | 000 | 2.04.060
Ss_32_80_79_32 | 32 | 80 | 79 | 32 | Fully bonded bitumen membrane sandwiched tanking systems | Renewal Costs (RC) | Architectural works ¦ Non-structural works | Finishes under cover |  | 3 | 04 | 060 | 000 | 3.04.060
Ss_32_80_79_32 | 32 | 80 | 79 | 32 | Fully bonded bitumen membrane sandwiched tanking systems | Maintenance Costs (MC) | Architectural works ¦ Non-structural works | Finishes under cover |  | 5 | 04 | 060 | 000 | 5.04.060
Ss_32_80_79_33 | 32 | 80 | 79 | 33 | Fully bonded flexible sheet membrane waterproofing systems | Construction Costs (CC) | Architectural works ¦ Non-structural works | Finishes under cover |  | 2 | 04 | 060 | 000 | 2.04.060
Ss_32_80_79_33 | 32 | 80 | 79 | 33 | Fully bonded flexible sheet membrane waterproofing systems | Renewal Costs (RC) | Architectural works ¦ Non-structural works | Finishes under cover |  | 3 | 04 | 060 | 000 | 3.04.060
Ss_32_80_79_33 | 32 | 80 | 79 | 33 | Fully bonded flexible sheet membrane waterproofing systems | Maintenance Costs (MC) | Architectural works ¦ Non-structural works | Finishes under cover |  | 5 | 04 | 060 | 000 | 5.04.060
Ss_32_80_79_35 | 32 | 80 | 79 | 35 | Ground supported water retention sheet lining systems | Construction Costs (CC) | Architectural works ¦ Non-structural works | Finishes under cover |  | 2 | 04 | 060 | 000 | 2.04.060
Ss_32_80_79_35 | 32 | 80 | 79 | 35 | Ground supported water retention sheet lining systems | Renewal Costs (RC) | Architectural works ¦ Non-structural works | Finishes under cover |  | 3 | 04 | 060 | 000 | 3.04.060
Ss_32_80_79_35 | 32 | 80 | 79 | 35 | Ground supported water retention sheet lining systems | Maintenance Costs (MC) | Architectural works ¦ Non-structural works | Finishes under cover |  | 5 | 04 | 060 | 000 | 5.04.060
Ss_32_80_79_36 | 32 | 80 | 79 | 36 | Hard rigid plastics sheet membrane waterproofing systems | Construction Costs (CC) | Architectural works ¦ Non-structural works | Finishes under cover |  | 2 | 04 | 060 | 000 | 2.04.060
Ss_32_80_79_36 | 32 | 80 | 79 | 36 | Hard rigid plastics sheet membrane waterproofing systems | Renewal Costs (RC) | Architectural works ¦ Non-structural works | Finishes under cover |  | 3 | 04 | 060 | 000 | 3.04.060
Ss_32_80_79_36 | 32 | 80 | 79 | 36 | Hard rigid plastics sheet membrane waterproofing systems | Maintenance Costs (MC) | Architectural works ¦ Non-structural works | Finishes under cover |  | 5 | 04 | 060 | 000 | 5.04.060
Ss_32_80_79_40 | 32 | 80 | 79 | 40 | High density plastics studded membrane cavity drain waterproofing systems | Construction Costs (CC) | Architectural works ¦ Non-structural works | Finishes under cover |  | 2 | 04 | 060 | 000 | 2.04.060
Ss_32_80_79_40 | 32 | 80 | 79 | 40 | High density plastics studded membrane cavity drain waterproofing systems | Renewal Costs (RC) | Architectural works ¦ Non-structural works | Finishes under cover |  | 3 | 04 | 060 | 000 | 3.04.060
Ss_32_80_79_40 | 32 | 80 | 79 | 40 | High density plastics studded membrane cavity drain waterproofing systems | Maintenance Costs (MC) | Architectural works ¦ Non-structural works | Finishes under cover |  | 5 | 04 | 060 | 000 | 5.04.060
Ss_32_80_79_45 | 32 | 80 | 79 | 45 | Loose-laid bentonite membrane external or sandwiched tanking systems | Construction Costs (CC) | Architectural works ¦ Non-structural works | Finishes under cover |  | 2 | 04 | 060 | 000 | 2.04.060
Ss_32_80_79_45 | 32 | 80 | 79 | 45 | Loose-laid bentonite membrane external or sandwiched tanking systems | Renewal Costs (RC) | Architectural works ¦ Non-structural works | Finishes under cover |  | 3 | 04 | 060 | 000 | 3.04.060
Ss_32_80_79_45 | 32 | 80 | 79 | 45 | Loose-laid bentonite membrane external or sandwiched tanking systems | Maintenance Costs (MC) | Architectural works ¦ Non-structural works | Finishes under cover |  | 5 | 04 | 060 | 000 | 5.04.060
Ss_32_80_79_75 | 32 | 80 | 79 | 75 | Self-adhesive bitumen membrane external tanking systems | Construction Costs (CC) | Architectural works ¦ Non-structural works | Finishes under cover |  | 2 | 04 | 060 | 000 | 2.04.060
Ss_32_80_79_75 | 32 | 80 | 79 | 75 | Self-adhesive bitumen membrane external tanking systems | Renewal Costs (RC) | Architectural works ¦ Non-structural works | Finishes under cover |  | 3 | 04 | 060 | 000 | 3.04.060
Ss_32_80_79_75 | 32 | 80 | 79 | 75 | Self-adhesive bitumen membrane external tanking systems | Maintenance Costs (MC) | Architectural works ¦ Non-structural works | Finishes under cover |  | 5 | 04 | 060 | 000 | 5.04.060
Ss_32_80_79_77 | 32 | 80 | 79 | 77 | Self-adhesive bitumen membrane sandwiched tanking systems | Construction Costs (CC) | Architectural works ¦ Non-structural works | Finishes under cover |  | 2 | 04 | 060 | 000 | 2.04.060
Ss_32_80_79_77 | 32 | 80 | 79 | 77 | Self-adhesive bitumen membrane sandwiched tanking systems | Renewal Costs (RC) | Architectural works ¦ Non-structural works | Finishes under cover |  | 3 | 04 | 060 | 000 | 3.04.060
Ss_32_80_79_77 | 32 | 80 | 79 | 77 | Self-adhesive bitumen membrane sandwiched tanking systems | Maintenance Costs (MC) | Architectural works ¦ Non-structural works | Finishes under cover |  | 5 | 04 | 060 | 000 | 5.04.060
Ss_32_80_79_84 | 32 | 80 | 79 | 84 | Steel membrane waterproofing systems | Construction Costs (CC) | Architectural works ¦ Non-structural works | Finishes under cover |  | 2 | 04 | 060 | 000 | 2.04.060
Ss_32_80_79_84 | 32 | 80 | 79 | 84 | Steel membrane waterproofing systems | Renewal Costs (RC) | Architectural works ¦ Non-structural works | Finishes under cover |  | 3 | 04 | 060 | 000 | 3.04.060
Ss_32_80_79_84 | 32 | 80 | 79 | 84 | Steel membrane waterproofing systems | Maintenance Costs (MC) | Architectural works ¦ Non-structural works | Finishes under cover |  | 5 | 04 | 060 | 000 | 5.04.060
Ss_32_80_79_85 | 32 | 80 | 79 | 85 | Structure supported water retention sheet lining systems | Construction Costs (CC) | Architectural works ¦ Non-structural works | Finishes under cover |  | 2 | 04 | 060 | 000 | 2.04.060
Ss_32_80_79_85 | 32 | 80 | 79 | 85 | Structure supported water retention sheet lining systems | Renewal Costs (RC) | Architectural works ¦ Non-structural works | Finishes under cover |  | 3 | 04 | 060 | 000 | 3.04.060
Ss_32_80_79_85 | 32 | 80 | 79 | 85 | Structure supported water retention sheet lining systems | Maintenance Costs (MC) | Architectural works ¦ Non-structural works | Finishes under cover |  | 5 | 04 | 060 | 000 | 5.04.060
Ss_32_80_79_90 | 32 | 80 | 79 | 90 | Tunnel sheet membrane systems | Construction Costs (CC) | Architectural works ¦ Non-structural works | Finishes under cover |  | 2 | 04 | 060 | 000 | 2.04.060
Ss_32_80_79_90 | 32 | 80 | 79 | 90 | Tunnel sheet membrane systems | Renewal Costs (RC) | Architectural works ¦ Non-structural works | Finishes under cover |  | 3 | 04 | 060 | 000 | 3.04.060
Ss_32_80_79_90 | 32 | 80 | 79 | 90 | Tunnel sheet membrane systems | Maintenance Costs (MC) | Architectural works ¦ Non-structural works | Finishes under cover |  | 5 | 04 | 060 | 000 | 5.04.060
Ss_32_80_79_92 | 32 | 80 | 79 | 92 | Unbonded flexible sheet membrane waterproofing systems | Construction Costs (CC) | Architectural works ¦ Non-structural works | Finishes under cover |  | 2 | 04 | 060 | 000 | 2.04.060
Ss_32_80_79_92 | 32 | 80 | 79 | 92 | Unbonded flexible sheet membrane waterproofing systems | Renewal Costs (RC) | Architectural works ¦ Non-structural works | Finishes under cover |  | 3 | 04 | 060 | 000 | 3.04.060
Ss_32_80_79_92 | 32 | 80 | 79 | 92 | Unbonded flexible sheet membrane waterproofing systems | Maintenance Costs (MC) | Architectural works ¦ Non-structural works | Finishes under cover |  | 5 | 04 | 060 | 000 | 5.04.060
Ss_35 | 35 |  |  |  | Stair and ramp systems | Construction Costs (CC) | Structure | Basement suspended floors (up to top of ground floor slabs) |  | 2 | 03 | 020 | 000 | 2.03.020
Ss_35 | 35 |  |  |  | Stair and ramp systems | Renewal Costs (RC) | Structure | Basement suspended floors (up to top of ground floor slabs) |  | 3 | 03 | 020 | 000 | 3.03.020
Ss_35 | 35 |  |  |  | Stair and ramp systems | Maintenance Costs (MC) | Structure | Basement suspended floors (up to top of ground floor slabs) |  | 5 | 03 | 020 | 000 | 5.03.020
Ss_35 | 35 |  |  |  | Stair and ramp systems | Construction Costs (CC) | Structure | Frames and slabs (above top of ground floor slabs) |  | 2 | 03 | 030 | 000 | 2.03.030
Ss_35 | 35 |  |  |  | Stair and ramp systems | Renewal Costs (RC) | Structure | Frames and slabs (above top of ground floor slabs) |  | 3 | 03 | 030 | 000 | 3.03.030
Ss_35 | 35 |  |  |  | Stair and ramp systems | Maintenance Costs (MC) | Structure | Frames and slabs (above top of ground floor slabs) |  | 5 | 03 | 030 | 000 | 5.03.030
Ss_35_10 | 35 | 10 |  |  | Stair and ramp structure systems | Construction Costs (CC) | Structure | Basement suspended floors (up to top of ground floor slabs) |  | 2 | 03 | 020 | 000 | 2.03.020
Ss_35_10 | 35 | 10 |  |  | Stair and ramp structure systems | Renewal Costs (RC) | Structure | Basement suspended floors (up to top of ground floor slabs) |  | 3 | 03 | 020 | 000 | 3.03.020
Ss_35_10 | 35 | 10 |  |  | Stair and ramp structure systems | Maintenance Costs (MC) | Structure | Basement suspended floors (up to top of ground floor slabs) |  | 5 | 03 | 020 | 000 | 5.03.020
Ss_35_10 | 35 | 10 |  |  | Stair and ramp structure systems | Construction Costs (CC) | Structure | Frames and slabs (above top of ground floor slabs) |  | 2 | 03 | 030 | 000 | 2.03.030
Ss_35_10 | 35 | 10 |  |  | Stair and ramp structure systems | Renewal Costs (RC) | Structure | Frames and slabs (above top of ground floor slabs) |  | 3 | 03 | 030 | 000 | 3.03.030
Ss_35_10 | 35 | 10 |  |  | Stair and ramp structure systems | Maintenance Costs (MC) | Structure | Frames and slabs (above top of ground floor slabs) |  | 5 | 03 | 030 | 000 | 5.03.030
Ss_35_10_25 | 35 | 10 | 25 |  | External stair and ramp systems | Construction Costs (CC) | Structure | Basement suspended floors (up to top of ground floor slabs) |  | 2 | 03 | 020 | 000 | 2.03.020
Ss_35_10_25 | 35 | 10 | 25 |  | External stair and ramp systems | Renewal Costs (RC) | Structure | Basement suspended floors (up to top of ground floor slabs) |  | 3 | 03 | 020 | 000 | 3.03.020
Ss_35_10_25 | 35 | 10 | 25 |  | External stair and ramp systems | Maintenance Costs (MC) | Structure | Basement suspended floors (up to top of ground floor slabs) |  | 5 | 03 | 020 | 000 | 5.03.020
Ss_35_10_25 | 35 | 10 | 25 |  | External stair and ramp systems | Construction Costs (CC) | Structure | Frames and slabs (above top of ground floor slabs) |  | 2 | 03 | 030 | 000 | 2.03.030
Ss_35_10_25 | 35 | 10 | 25 |  | External stair and ramp systems | Renewal Costs (RC) | Structure | Frames and slabs (above top of ground floor slabs) |  | 3 | 03 | 030 | 000 | 3.03.030
Ss_35_10_25 | 35 | 10 | 25 |  | External stair and ramp systems | Maintenance Costs (MC) | Structure | Frames and slabs (above top of ground floor slabs) |  | 5 | 03 | 030 | 000 | 5.03.030
Ss_35_10_25_34 | 35 | 10 | 25 | 34 | Ground bearing external ramp systems | Construction Costs (CC) | Structure | Basement suspended floors (up to top of ground floor slabs) |  | 2 | 03 | 020 | 000 | 2.03.020
Ss_35_10_25_34 | 35 | 10 | 25 | 34 | Ground bearing external ramp systems | Renewal Costs (RC) | Structure | Basement suspended floors (up to top of ground floor slabs) |  | 3 | 03 | 020 | 000 | 3.03.020
Ss_35_10_25_34 | 35 | 10 | 25 | 34 | Ground bearing external ramp systems | Maintenance Costs (MC) | Structure | Basement suspended floors (up to top of ground floor slabs) |  | 5 | 03 | 020 | 000 | 5.03.020
Ss_35_10_25_34 | 35 | 10 | 25 | 34 | Ground bearing external ramp systems | Construction Costs (CC) | Structure | Frames and slabs (above top of ground floor slabs) |  | 2 | 03 | 030 | 000 | 2.03.030
Ss_35_10_25_34 | 35 | 10 | 25 | 34 | Ground bearing external ramp systems | Renewal Costs (RC) | Structure | Frames and slabs (above top of ground floor slabs) |  | 3 | 03 | 030 | 000 | 3.03.030
Ss_35_10_25_34 | 35 | 10 | 25 | 34 | Ground bearing external ramp systems | Maintenance Costs (MC) | Structure | Frames and slabs (above top of ground floor slabs) |  | 5 | 03 | 030 | 000 | 5.03.030
Ss_35_10_25_35 | 35 | 10 | 25 | 35 | Ground bearing external stair systems | Construction Costs (CC) | Structure | Basement suspended floors (up to top of ground floor slabs) |  | 2 | 03 | 020 | 000 | 2.03.020
Ss_35_10_25_35 | 35 | 10 | 25 | 35 | Ground bearing external stair systems | Renewal Costs (RC) | Structure | Basement suspended floors (up to top of ground floor slabs) |  | 3 | 03 | 020 | 000 | 3.03.020
Ss_35_10_25_35 | 35 | 10 | 25 | 35 | Ground bearing external stair systems | Maintenance Costs (MC) | Structure | Basement suspended floors (up to top of ground floor slabs) |  | 5 | 03 | 020 | 000 | 5.03.020
Ss_35_10_25_35 | 35 | 10 | 25 | 35 | Ground bearing external stair systems | Construction Costs (CC) | Structure | Frames and slabs (above top of ground floor slabs) |  | 2 | 03 | 030 | 000 | 2.03.030
Ss_35_10_25_35 | 35 | 10 | 25 | 35 | Ground bearing external stair systems | Renewal Costs (RC) | Structure | Frames and slabs (above top of ground floor slabs) |  | 3 | 03 | 030 | 000 | 3.03.030
Ss_35_10_25_35 | 35 | 10 | 25 | 35 | Ground bearing external stair systems | Maintenance Costs (MC) | Structure | Frames and slabs (above top of ground floor slabs) |  | 5 | 03 | 030 | 000 | 5.03.030
Ss_35_10_25_83 | 35 | 10 | 25 | 83 | Suspended external ramp systems | Construction Costs (CC) | Structure | Basement suspended floors (up to top of ground floor slabs) |  | 2 | 03 | 020 | 000 | 2.03.020
Ss_35_10_25_83 | 35 | 10 | 25 | 83 | Suspended external ramp systems | Renewal Costs (RC) | Structure | Basement suspended floors (up to top of ground floor slabs) |  | 3 | 03 | 020 | 000 | 3.03.020
Ss_35_10_25_83 | 35 | 10 | 25 | 83 | Suspended external ramp systems | Maintenance Costs (MC) | Structure | Basement suspended floors (up to top of ground floor slabs) |  | 5 | 03 | 020 | 000 | 5.03.020
Ss_35_10_25_83 | 35 | 10 | 25 | 83 | Suspended external ramp systems | Construction Costs (CC) | Structure | Frames and slabs (above top of ground floor slabs) |  | 2 | 03 | 030 | 000 | 2.03.030
Ss_35_10_25_83 | 35 | 10 | 25 | 83 | Suspended external ramp systems | Renewal Costs (RC) | Structure | Frames and slabs (above top of ground floor slabs) |  | 3 | 03 | 030 | 000 | 3.03.030
Ss_35_10_25_83 | 35 | 10 | 25 | 83 | Suspended external ramp systems | Maintenance Costs (MC) | Structure | Frames and slabs (above top of ground floor slabs) |  | 5 | 03 | 030 | 000 | 5.03.030
Ss_35_10_25_85 | 35 | 10 | 25 | 85 | Suspended external stair systems | Construction Costs (CC) | Structure | Basement suspended floors (up to top of ground floor slabs) |  | 2 | 03 | 020 | 000 | 2.03.020
Ss_35_10_25_85 | 35 | 10 | 25 | 85 | Suspended external stair systems | Renewal Costs (RC) | Structure | Basement suspended floors (up to top of ground floor slabs) |  | 3 | 03 | 020 | 000 | 3.03.020
Ss_35_10_25_85 | 35 | 10 | 25 | 85 | Suspended external stair systems | Maintenance Costs (MC) | Structure | Basement suspended floors (up to top of ground floor slabs) |  | 5 | 03 | 020 | 000 | 5.03.020
Ss_35_10_25_85 | 35 | 10 | 25 | 85 | Suspended external stair systems | Construction Costs (CC) | Structure | Frames and slabs (above top of ground floor slabs) |  | 2 | 03 | 030 | 000 | 2.03.030
Ss_35_10_25_85 | 35 | 10 | 25 | 85 | Suspended external stair systems | Renewal Costs (RC) | Structure | Frames and slabs (above top of ground floor slabs) |  | 3 | 03 | 030 | 000 | 3.03.030
Ss_35_10_25_85 | 35 | 10 | 25 | 85 | Suspended external stair systems | Maintenance Costs (MC) | Structure | Frames and slabs (above top of ground floor slabs) |  | 5 | 03 | 030 | 000 | 5.03.030
Ss_35_10_30 | 35 | 10 | 30 |  | Fixed utilitarian access systems | Construction Costs (CC) | Structure | Basement suspended floors (up to top of ground floor slabs) |  | 2 | 03 | 020 | 000 | 2.03.020
Ss_35_10_30 | 35 | 10 | 30 |  | Fixed utilitarian access systems | Renewal Costs (RC) | Structure | Basement suspended floors (up to top of ground floor slabs) |  | 3 | 03 | 020 | 000 | 3.03.020
Ss_35_10_30 | 35 | 10 | 30 |  | Fixed utilitarian access systems | Maintenance Costs (MC) | Structure | Basement suspended floors (up to top of ground floor slabs) |  | 5 | 03 | 020 | 000 | 5.03.020
Ss_35_10_30 | 35 | 10 | 30 |  | Fixed utilitarian access systems | Construction Costs (CC) | Structure | Frames and slabs (above top of ground floor slabs) |  | 2 | 03 | 030 | 000 | 2.03.030
Ss_35_10_30 | 35 | 10 | 30 |  | Fixed utilitarian access systems | Renewal Costs (RC) | Structure | Frames and slabs (above top of ground floor slabs) |  | 3 | 03 | 030 | 000 | 3.03.030
Ss_35_10_30 | 35 | 10 | 30 |  | Fixed utilitarian access systems | Maintenance Costs (MC) | Structure | Frames and slabs (above top of ground floor slabs) |  | 5 | 03 | 030 | 000 | 5.03.030
Ss_35_10_30_15 | 35 | 10 | 30 | 15 | Companionway ladder systems | Construction Costs (CC) | Structure | Basement suspended floors (up to top of ground floor slabs) |  | 2 | 03 | 020 | 000 | 2.03.020
Ss_35_10_30_15 | 35 | 10 | 30 | 15 | Companionway ladder systems | Renewal Costs (RC) | Structure | Basement suspended floors (up to top of ground floor slabs) |  | 3 | 03 | 020 | 000 | 3.03.020
Ss_35_10_30_15 | 35 | 10 | 30 | 15 | Companionway ladder systems | Maintenance Costs (MC) | Structure | Basement suspended floors (up to top of ground floor slabs) |  | 5 | 03 | 020 | 000 | 5.03.020
Ss_35_10_30_15 | 35 | 10 | 30 | 15 | Companionway ladder systems | Construction Costs (CC) | Structure | Frames and slabs (above top of ground floor slabs) |  | 2 | 03 | 030 | 000 | 2.03.030
Ss_35_10_30_15 | 35 | 10 | 30 | 15 | Companionway ladder systems | Renewal Costs (RC) | Structure | Frames and slabs (above top of ground floor slabs) |  | 3 | 03 | 030 | 000 | 3.03.030
Ss_35_10_30_15 | 35 | 10 | 30 | 15 | Companionway ladder systems | Maintenance Costs (MC) | Structure | Frames and slabs (above top of ground floor slabs) |  | 5 | 03 | 030 | 000 | 5.03.030
Ss_35_10_30_40 | 35 | 10 | 30 | 40 | Industrial stair systems | Construction Costs (CC) | Structure | Basement suspended floors (up to top of ground floor slabs) |  | 2 | 03 | 020 | 000 | 2.03.020
Ss_35_10_30_40 | 35 | 10 | 30 | 40 | Industrial stair systems | Renewal Costs (RC) | Structure | Basement suspended floors (up to top of ground floor slabs) |  | 3 | 03 | 020 | 000 | 3.03.020
Ss_35_10_30_40 | 35 | 10 | 30 | 40 | Industrial stair systems | Maintenance Costs (MC) | Structure | Basement suspended floors (up to top of ground floor slabs) |  | 5 | 03 | 020 | 000 | 5.03.020
Ss_35_10_30_40 | 35 | 10 | 30 | 40 | Industrial stair systems | Construction Costs (CC) | Structure | Frames and slabs (above top of ground floor slabs) |  | 2 | 03 | 030 | 000 | 2.03.030
Ss_35_10_30_40 | 35 | 10 | 30 | 40 | Industrial stair systems | Renewal Costs (RC) | Structure | Frames and slabs (above top of ground floor slabs) |  | 3 | 03 | 030 | 000 | 3.03.030
Ss_35_10_30_40 | 35 | 10 | 30 | 40 | Industrial stair systems | Maintenance Costs (MC) | Structure | Frames and slabs (above top of ground floor slabs) |  | 5 | 03 | 030 | 000 | 5.03.030
Ss_35_10_30_60 | 35 | 10 | 30 | 60 | Permanently-fixed roof ladder systems | Construction Costs (CC) | Structure | Basement suspended floors (up to top of ground floor slabs) |  | 2 | 03 | 020 | 000 | 2.03.020
Ss_35_10_30_60 | 35 | 10 | 30 | 60 | Permanently-fixed roof ladder systems | Renewal Costs (RC) | Structure | Basement suspended floors (up to top of ground floor slabs) |  | 3 | 03 | 020 | 000 | 3.03.020
Ss_35_10_30_60 | 35 | 10 | 30 | 60 | Permanently-fixed roof ladder systems | Maintenance Costs (MC) | Structure | Basement suspended floors (up to top of ground floor slabs) |  | 5 | 03 | 020 | 000 | 5.03.020
Ss_35_10_30_60 | 35 | 10 | 30 | 60 | Permanently-fixed roof ladder systems | Construction Costs (CC) | Structure | Frames and slabs (above top of ground floor slabs) |  | 2 | 03 | 030 | 000 | 2.03.030
Ss_35_10_30_60 | 35 | 10 | 30 | 60 | Permanently-fixed roof ladder systems | Renewal Costs (RC) | Structure | Frames and slabs (above top of ground floor slabs) |  | 3 | 03 | 030 | 000 | 3.03.030
Ss_35_10_30_60 | 35 | 10 | 30 | 60 | Permanently-fixed roof ladder systems | Maintenance Costs (MC) | Structure | Frames and slabs (above top of ground floor slabs) |  | 5 | 03 | 030 | 000 | 5.03.030
Ss_35_10_30_62 | 35 | 10 | 30 | 62 | Permanently-fixed vertical ladder systems | Construction Costs (CC) | Structure | Basement suspended floors (up to top of ground floor slabs) |  | 2 | 03 | 020 | 000 | 2.03.020
Ss_35_10_30_62 | 35 | 10 | 30 | 62 | Permanently-fixed vertical ladder systems | Renewal Costs (RC) | Structure | Basement suspended floors (up to top of ground floor slabs) |  | 3 | 03 | 020 | 000 | 3.03.020
Ss_35_10_30_62 | 35 | 10 | 30 | 62 | Permanently-fixed vertical ladder systems | Maintenance Costs (MC) | Structure | Basement suspended floors (up to top of ground floor slabs) |  | 5 | 03 | 020 | 000 | 5.03.020
Ss_35_10_30_62 | 35 | 10 | 30 | 62 | Permanently-fixed vertical ladder systems | Construction Costs (CC) | Structure | Frames and slabs (above top of ground floor slabs) |  | 2 | 03 | 030 | 000 | 2.03.030
Ss_35_10_30_62 | 35 | 10 | 30 | 62 | Permanently-fixed vertical ladder systems | Renewal Costs (RC) | Structure | Frames and slabs (above top of ground floor slabs) |  | 3 | 03 | 030 | 000 | 3.03.030
Ss_35_10_30_62 | 35 | 10 | 30 | 62 | Permanently-fixed vertical ladder systems | Maintenance Costs (MC) | Structure | Frames and slabs (above top of ground floor slabs) |  | 5 | 03 | 030 | 000 | 5.03.030
Ss_35_10_30_95 | 35 | 10 | 30 | 95 | Working platform and walkway systems | Construction Costs (CC) | Structure | Basement suspended floors (up to top of ground floor slabs) |  | 2 | 03 | 020 | 000 | 2.03.020
Ss_35_10_30_95 | 35 | 10 | 30 | 95 | Working platform and walkway systems | Renewal Costs (RC) | Structure | Basement suspended floors (up to top of ground floor slabs) |  | 3 | 03 | 020 | 000 | 3.03.020
Ss_35_10_30_95 | 35 | 10 | 30 | 95 | Working platform and walkway systems | Maintenance Costs (MC) | Structure | Basement suspended floors (up to top of ground floor slabs) |  | 5 | 03 | 020 | 000 | 5.03.020
Ss_35_10_30_95 | 35 | 10 | 30 | 95 | Working platform and walkway systems | Construction Costs (CC) | Structure | Frames and slabs (above top of ground floor slabs) |  | 2 | 03 | 030 | 000 | 2.03.030
Ss_35_10_30_95 | 35 | 10 | 30 | 95 | Working platform and walkway systems | Renewal Costs (RC) | Structure | Frames and slabs (above top of ground floor slabs) |  | 3 | 03 | 030 | 000 | 3.03.030
Ss_35_10_30_95 | 35 | 10 | 30 | 95 | Working platform and walkway systems | Maintenance Costs (MC) | Structure | Frames and slabs (above top of ground floor slabs) |  | 5 | 03 | 030 | 000 | 5.03.030
Ss_35_10_40 | 35 | 10 | 40 |  | Internal stair and ramp systems | Construction Costs (CC) | Structure | Basement suspended floors (up to top of ground floor slabs) |  | 2 | 03 | 020 | 000 | 2.03.020
Ss_35_10_40 | 35 | 10 | 40 |  | Internal stair and ramp systems | Renewal Costs (RC) | Structure | Basement suspended floors (up to top of ground floor slabs) |  | 3 | 03 | 020 | 000 | 3.03.020
Ss_35_10_40 | 35 | 10 | 40 |  | Internal stair and ramp systems | Maintenance Costs (MC) | Structure | Basement suspended floors (up to top of ground floor slabs) |  | 5 | 03 | 020 | 000 | 5.03.020
Ss_35_10_40 | 35 | 10 | 40 |  | Internal stair and ramp systems | Construction Costs (CC) | Structure | Frames and slabs (above top of ground floor slabs) |  | 2 | 03 | 030 | 000 | 2.03.030
Ss_35_10_40 | 35 | 10 | 40 |  | Internal stair and ramp systems | Renewal Costs (RC) | Structure | Frames and slabs (above top of ground floor slabs) |  | 3 | 03 | 030 | 000 | 3.03.030
Ss_35_10_40 | 35 | 10 | 40 |  | Internal stair and ramp systems | Maintenance Costs (MC) | Structure | Frames and slabs (above top of ground floor slabs) |  | 5 | 03 | 030 | 000 | 5.03.030
Ss_35_10_40_20 | 35 | 10 | 40 | 20 | Curved internal stair systems | Construction Costs (CC) | Structure | Basement suspended floors (up to top of ground floor slabs) |  | 2 | 03 | 020 | 000 | 2.03.020
Ss_35_10_40_20 | 35 | 10 | 40 | 20 | Curved internal stair systems | Renewal Costs (RC) | Structure | Basement suspended floors (up to top of ground floor slabs) |  | 3 | 03 | 020 | 000 | 3.03.020
Ss_35_10_40_20 | 35 | 10 | 40 | 20 | Curved internal stair systems | Maintenance Costs (MC) | Structure | Basement suspended floors (up to top of ground floor slabs) |  | 5 | 03 | 020 | 000 | 5.03.020
Ss_35_10_40_20 | 35 | 10 | 40 | 20 | Curved internal stair systems | Construction Costs (CC) | Structure | Frames and slabs (above top of ground floor slabs) |  | 2 | 03 | 030 | 000 | 2.03.030
Ss_35_10_40_20 | 35 | 10 | 40 | 20 | Curved internal stair systems | Renewal Costs (RC) | Structure | Frames and slabs (above top of ground floor slabs) |  | 3 | 03 | 030 | 000 | 3.03.030
Ss_35_10_40_20 | 35 | 10 | 40 | 20 | Curved internal stair systems | Maintenance Costs (MC) | Structure | Frames and slabs (above top of ground floor slabs) |  | 5 | 03 | 030 | 000 | 5.03.030
Ss_35_10_40_40 | 35 | 10 | 40 | 40 | Internal ramp systems | Construction Costs (CC) | Structure | Basement suspended floors (up to top of ground floor slabs) |  | 2 | 03 | 020 | 000 | 2.03.020
Ss_35_10_40_40 | 35 | 10 | 40 | 40 | Internal ramp systems | Renewal Costs (RC) | Structure | Basement suspended floors (up to top of ground floor slabs) |  | 3 | 03 | 020 | 000 | 3.03.020
Ss_35_10_40_40 | 35 | 10 | 40 | 40 | Internal ramp systems | Maintenance Costs (MC) | Structure | Basement suspended floors (up to top of ground floor slabs) |  | 5 | 03 | 020 | 000 | 5.03.020
Ss_35_10_40_40 | 35 | 10 | 40 | 40 | Internal ramp systems | Construction Costs (CC) | Structure | Frames and slabs (above top of ground floor slabs) |  | 2 | 03 | 030 | 000 | 2.03.030
Ss_35_10_40_40 | 35 | 10 | 40 | 40 | Internal ramp systems | Renewal Costs (RC) | Structure | Frames and slabs (above top of ground floor slabs) |  | 3 | 03 | 030 | 000 | 3.03.030
Ss_35_10_40_40 | 35 | 10 | 40 | 40 | Internal ramp systems | Maintenance Costs (MC) | Structure | Frames and slabs (above top of ground floor slabs) |  | 5 | 03 | 030 | 000 | 5.03.030
Ss_35_10_40_42 | 35 | 10 | 40 | 42 | Internal stair systems | Construction Costs (CC) | Structure | Basement suspended floors (up to top of ground floor slabs) |  | 2 | 03 | 020 | 000 | 2.03.020
Ss_35_10_40_42 | 35 | 10 | 40 | 42 | Internal stair systems | Renewal Costs (RC) | Structure | Basement suspended floors (up to top of ground floor slabs) |  | 3 | 03 | 020 | 000 | 3.03.020
Ss_35_10_40_42 | 35 | 10 | 40 | 42 | Internal stair systems | Maintenance Costs (MC) | Structure | Basement suspended floors (up to top of ground floor slabs) |  | 5 | 03 | 020 | 000 | 5.03.020
Ss_35_10_40_42 | 35 | 10 | 40 | 42 | Internal stair systems | Construction Costs (CC) | Structure | Frames and slabs (above top of ground floor slabs) |  | 2 | 03 | 030 | 000 | 2.03.030
Ss_35_10_40_42 | 35 | 10 | 40 | 42 | Internal stair systems | Renewal Costs (RC) | Structure | Frames and slabs (above top of ground floor slabs) |  | 3 | 03 | 030 | 000 | 3.03.030
Ss_35_10_40_42 | 35 | 10 | 40 | 42 | Internal stair systems | Maintenance Costs (MC) | Structure | Frames and slabs (above top of ground floor slabs) |  | 5 | 03 | 030 | 000 | 5.03.030
Ss_35_10_40_84 | 35 | 10 | 40 | 84 | Straight internal stair systems | Construction Costs (CC) | Structure | Basement suspended floors (up to top of ground floor slabs) |  | 2 | 03 | 020 | 000 | 2.03.020
Ss_35_10_40_84 | 35 | 10 | 40 | 84 | Straight internal stair systems | Renewal Costs (RC) | Structure | Basement suspended floors (up to top of ground floor slabs) |  | 3 | 03 | 020 | 000 | 3.03.020
Ss_35_10_40_84 | 35 | 10 | 40 | 84 | Straight internal stair systems | Maintenance Costs (MC) | Structure | Basement suspended floors (up to top of ground floor slabs) |  | 5 | 03 | 020 | 000 | 5.03.020
Ss_35_10_40_84 | 35 | 10 | 40 | 84 | Straight internal stair systems | Construction Costs (CC) | Structure | Frames and slabs (above top of ground floor slabs) |  | 2 | 03 | 030 | 000 | 2.03.030
Ss_35_10_40_84 | 35 | 10 | 40 | 84 | Straight internal stair systems | Renewal Costs (RC) | Structure | Frames and slabs (above top of ground floor slabs) |  | 3 | 03 | 030 | 000 | 3.03.030
Ss_35_10_40_84 | 35 | 10 | 40 | 84 | Straight internal stair systems | Maintenance Costs (MC) | Structure | Frames and slabs (above top of ground floor slabs) |  | 5 | 03 | 030 | 000 | 5.03.030
Ss_35_10_85 | 35 | 10 | 85 |  | Structural stair and ramp systems | Construction Costs (CC) | Structure | Basement suspended floors (up to top of ground floor slabs) |  | 2 | 03 | 020 | 000 | 2.03.020
Ss_35_10_85 | 35 | 10 | 85 |  | Structural stair and ramp systems | Renewal Costs (RC) | Structure | Basement suspended floors (up to top of ground floor slabs) |  | 3 | 03 | 020 | 000 | 3.03.020
Ss_35_10_85 | 35 | 10 | 85 |  | Structural stair and ramp systems | Maintenance Costs (MC) | Structure | Basement suspended floors (up to top of ground floor slabs) |  | 5 | 03 | 020 | 000 | 5.03.020
Ss_35_10_85 | 35 | 10 | 85 |  | Structural stair and ramp systems | Construction Costs (CC) | Structure | Frames and slabs (above top of ground floor slabs) |  | 2 | 03 | 030 | 000 | 2.03.030
Ss_35_10_85 | 35 | 10 | 85 |  | Structural stair and ramp systems | Renewal Costs (RC) | Structure | Frames and slabs (above top of ground floor slabs) |  | 3 | 03 | 030 | 000 | 3.03.030
Ss_35_10_85 | 35 | 10 | 85 |  | Structural stair and ramp systems | Maintenance Costs (MC) | Structure | Frames and slabs (above top of ground floor slabs) |  | 5 | 03 | 030 | 000 | 5.03.030
Ss_35_10_85_15 | 35 | 10 | 85 | 15 | Concrete stair or ramp systems | Construction Costs (CC) | Structure | Basement suspended floors (up to top of ground floor slabs) |  | 2 | 03 | 020 | 000 | 2.03.020
Ss_35_10_85_15 | 35 | 10 | 85 | 15 | Concrete stair or ramp systems | Renewal Costs (RC) | Structure | Basement suspended floors (up to top of ground floor slabs) |  | 3 | 03 | 020 | 000 | 3.03.020
Ss_35_10_85_15 | 35 | 10 | 85 | 15 | Concrete stair or ramp systems | Maintenance Costs (MC) | Structure | Basement suspended floors (up to top of ground floor slabs) |  | 5 | 03 | 020 | 000 | 5.03.020
Ss_35_10_85_15 | 35 | 10 | 85 | 15 | Concrete stair or ramp systems | Construction Costs (CC) | Structure | Frames and slabs (above top of ground floor slabs) |  | 2 | 03 | 030 | 000 | 2.03.030
Ss_35_10_85_15 | 35 | 10 | 85 | 15 | Concrete stair or ramp systems | Renewal Costs (RC) | Structure | Frames and slabs (above top of ground floor slabs) |  | 3 | 03 | 030 | 000 | 3.03.030
Ss_35_10_85_15 | 35 | 10 | 85 | 15 | Concrete stair or ramp systems | Maintenance Costs (MC) | Structure | Frames and slabs (above top of ground floor slabs) |  | 5 | 03 | 030 | 000 | 5.03.030
Ss_35_10_85_35 | 35 | 10 | 85 | 35 | Heavy steel stair or ramp systems | Construction Costs (CC) | Structure | Basement suspended floors (up to top of ground floor slabs) |  | 2 | 03 | 020 | 000 | 2.03.020
Ss_35_10_85_35 | 35 | 10 | 85 | 35 | Heavy steel stair or ramp systems | Renewal Costs (RC) | Structure | Basement suspended floors (up to top of ground floor slabs) |  | 3 | 03 | 020 | 000 | 3.03.020
Ss_35_10_85_35 | 35 | 10 | 85 | 35 | Heavy steel stair or ramp systems | Maintenance Costs (MC) | Structure | Basement suspended floors (up to top of ground floor slabs) |  | 5 | 03 | 020 | 000 | 5.03.020
Ss_35_10_85_35 | 35 | 10 | 85 | 35 | Heavy steel stair or ramp systems | Construction Costs (CC) | Structure | Frames and slabs (above top of ground floor slabs) |  | 2 | 03 | 030 | 000 | 2.03.030
Ss_35_10_85_35 | 35 | 10 | 85 | 35 | Heavy steel stair or ramp systems | Renewal Costs (RC) | Structure | Frames and slabs (above top of ground floor slabs) |  | 3 | 03 | 030 | 000 | 3.03.030
Ss_35_10_85_35 | 35 | 10 | 85 | 35 | Heavy steel stair or ramp systems | Maintenance Costs (MC) | Structure | Frames and slabs (above top of ground floor slabs) |  | 5 | 03 | 030 | 000 | 5.03.030
Ss_35_10_85_65 | 35 | 10 | 85 | 65 | Precast concrete stair or ramp systems | Construction Costs (CC) | Structure | Basement suspended floors (up to top of ground floor slabs) |  | 2 | 03 | 020 | 000 | 2.03.020
Ss_35_10_85_65 | 35 | 10 | 85 | 65 | Precast concrete stair or ramp systems | Renewal Costs (RC) | Structure | Basement suspended floors (up to top of ground floor slabs) |  | 3 | 03 | 020 | 000 | 3.03.020
Ss_35_10_85_65 | 35 | 10 | 85 | 65 | Precast concrete stair or ramp systems | Maintenance Costs (MC) | Structure | Basement suspended floors (up to top of ground floor slabs) |  | 5 | 03 | 020 | 000 | 5.03.020
Ss_35_10_85_65 | 35 | 10 | 85 | 65 | Precast concrete stair or ramp systems | Construction Costs (CC) | Structure | Frames and slabs (above top of ground floor slabs) |  | 2 | 03 | 030 | 000 | 2.03.030
Ss_35_10_85_65 | 35 | 10 | 85 | 65 | Precast concrete stair or ramp systems | Renewal Costs (RC) | Structure | Frames and slabs (above top of ground floor slabs) |  | 3 | 03 | 030 | 000 | 3.03.030
Ss_35_10_85_65 | 35 | 10 | 85 | 65 | Precast concrete stair or ramp systems | Maintenance Costs (MC) | Structure | Frames and slabs (above top of ground floor slabs) |  | 5 | 03 | 030 | 000 | 5.03.030
Ss_35_10_85_90 | 35 | 10 | 85 | 90 | Timber stair or ramp systems | Construction Costs (CC) | Structure | Basement suspended floors (up to top of ground floor slabs) |  | 2 | 03 | 020 | 000 | 2.03.020
Ss_35_10_85_90 | 35 | 10 | 85 | 90 | Timber stair or ramp systems | Renewal Costs (RC) | Structure | Basement suspended floors (up to top of ground floor slabs) |  | 3 | 03 | 020 | 000 | 3.03.020
Ss_35_10_85_90 | 35 | 10 | 85 | 90 | Timber stair or ramp systems | Maintenance Costs (MC) | Structure | Basement suspended floors (up to top of ground floor slabs) |  | 5 | 03 | 020 | 000 | 5.03.020
Ss_35_10_85_90 | 35 | 10 | 85 | 90 | Timber stair or ramp systems | Construction Costs (CC) | Structure | Frames and slabs (above top of ground floor slabs) |  | 2 | 03 | 030 | 000 | 2.03.030
Ss_35_10_85_90 | 35 | 10 | 85 | 90 | Timber stair or ramp systems | Renewal Costs (RC) | Structure | Frames and slabs (above top of ground floor slabs) |  | 3 | 03 | 030 | 000 | 3.03.030
Ss_35_10_85_90 | 35 | 10 | 85 | 90 | Timber stair or ramp systems | Maintenance Costs (MC) | Structure | Frames and slabs (above top of ground floor slabs) |  | 5 | 03 | 030 | 000 | 5.03.030
Ss_35_30 | 35 | 30 |  |  | Stair and ramp opening systems | Construction Costs (CC) | Structure | Basement suspended floors (up to top of ground floor slabs) |  | 2 | 03 | 020 | 000 | 2.03.020
Ss_35_30 | 35 | 30 |  |  | Stair and ramp opening systems | Renewal Costs (RC) | Structure | Basement suspended floors (up to top of ground floor slabs) |  | 3 | 03 | 020 | 000 | 3.03.020
Ss_35_30 | 35 | 30 |  |  | Stair and ramp opening systems | Maintenance Costs (MC) | Structure | Basement suspended floors (up to top of ground floor slabs) |  | 5 | 03 | 020 | 000 | 5.03.020
Ss_35_30 | 35 | 30 |  |  | Stair and ramp opening systems | Construction Costs (CC) | Structure | Frames and slabs (above top of ground floor slabs) |  | 2 | 03 | 030 | 000 | 2.03.030
Ss_35_30 | 35 | 30 |  |  | Stair and ramp opening systems | Renewal Costs (RC) | Structure | Frames and slabs (above top of ground floor slabs) |  | 3 | 03 | 030 | 000 | 3.03.030
Ss_35_30 | 35 | 30 |  |  | Stair and ramp opening systems | Maintenance Costs (MC) | Structure | Frames and slabs (above top of ground floor slabs) |  | 5 | 03 | 030 | 000 | 5.03.030
Ss_35_30_15 | 35 | 30 | 15 |  | Concrete stair and ramp glazing systems | Construction Costs (CC) | Structure | Basement suspended floors (up to top of ground floor slabs) |  | 2 | 03 | 020 | 000 | 2.03.020
Ss_35_30_15 | 35 | 30 | 15 |  | Concrete stair and ramp glazing systems | Renewal Costs (RC) | Structure | Basement suspended floors (up to top of ground floor slabs) |  | 3 | 03 | 020 | 000 | 3.03.020
Ss_35_30_15 | 35 | 30 | 15 |  | Concrete stair and ramp glazing systems | Maintenance Costs (MC) | Structure | Basement suspended floors (up to top of ground floor slabs) |  | 5 | 03 | 020 | 000 | 5.03.020
Ss_35_30_15 | 35 | 30 | 15 |  | Concrete stair and ramp glazing systems | Construction Costs (CC) | Structure | Frames and slabs (above top of ground floor slabs) |  | 2 | 03 | 030 | 000 | 2.03.030
Ss_35_30_15 | 35 | 30 | 15 |  | Concrete stair and ramp glazing systems | Renewal Costs (RC) | Structure | Frames and slabs (above top of ground floor slabs) |  | 3 | 03 | 030 | 000 | 3.03.030
Ss_35_30_15 | 35 | 30 | 15 |  | Concrete stair and ramp glazing systems | Maintenance Costs (MC) | Structure | Frames and slabs (above top of ground floor slabs) |  | 5 | 03 | 030 | 000 | 5.03.030
Ss_35_30_15_15 | 35 | 30 | 15 | 15 | Concrete stair tread glazing systems | Construction Costs (CC) | Structure | Basement suspended floors (up to top of ground floor slabs) |  | 2 | 03 | 020 | 000 | 2.03.020
Ss_35_30_15_15 | 35 | 30 | 15 | 15 | Concrete stair tread glazing systems | Renewal Costs (RC) | Structure | Basement suspended floors (up to top of ground floor slabs) |  | 3 | 03 | 020 | 000 | 3.03.020
Ss_35_30_15_15 | 35 | 30 | 15 | 15 | Concrete stair tread glazing systems | Maintenance Costs (MC) | Structure | Basement suspended floors (up to top of ground floor slabs) |  | 5 | 03 | 020 | 000 | 5.03.020
Ss_35_30_15_15 | 35 | 30 | 15 | 15 | Concrete stair tread glazing systems | Construction Costs (CC) | Structure | Frames and slabs (above top of ground floor slabs) |  | 2 | 03 | 030 | 000 | 2.03.030
Ss_35_30_15_15 | 35 | 30 | 15 | 15 | Concrete stair tread glazing systems | Renewal Costs (RC) | Architectural works ¦ Non-structural works | Finishes under cover |  | 3 | 04 | 060 | 000 | 3.04.060
Ss_35_30_15_15 | 35 | 30 | 15 | 15 | Concrete stair tread glazing systems | Maintenance Costs (MC) | Structure | Frames and slabs (above top of ground floor slabs) |  | 5 | 03 | 030 | 000 | 5.03.030
Ss_35_40 | 35 | 40 |  |  | Stair and ramp covering and finishing systems | Construction Costs (CC) | Architectural works ¦ Non-structural works | Finishes under cover |  | 2 | 04 | 060 | 000 | 2.04.060
Ss_35_40 | 35 | 40 |  |  | Stair and ramp covering and finishing systems | Renewal Costs (RC) | Architectural works ¦ Non-structural works | Finishes under cover |  | 3 | 04 | 060 | 000 | 3.04.060
Ss_35_40 | 35 | 40 |  |  | Stair and ramp covering and finishing systems | Maintenance Costs (MC) | Architectural works ¦ Non-structural works | Finishes under cover |  | 5 | 04 | 060 | 000 | 5.04.060
Ss_35_40_82 | 35 | 40 | 82 |  | Stair carpeting systems | Construction Costs (CC) | Architectural works ¦ Non-structural works | Finishes under cover |  | 2 | 04 | 060 | 000 | 2.04.060
Ss_35_40_82 | 35 | 40 | 82 |  | Stair carpeting systems | Renewal Costs (RC) | Architectural works ¦ Non-structural works | Finishes under cover |  | 3 | 04 | 060 | 000 | 3.04.060
Ss_35_40_82 | 35 | 40 | 82 |  | Stair carpeting systems | Maintenance Costs (MC) | Architectural works ¦ Non-structural works | Finishes under cover |  | 5 | 04 | 060 | 000 | 5.04.060
Ss_35_40_82_05 | 35 | 40 | 82 | 05 | Adhesive-fixed stair carpeting systems | Construction Costs (CC) | Architectural works ¦ Non-structural works | Finishes under cover |  | 2 | 04 | 060 | 000 | 2.04.060
Ss_35_40_82_05 | 35 | 40 | 82 | 05 | Adhesive-fixed stair carpeting systems | Renewal Costs (RC) | Architectural works ¦ Non-structural works | Finishes under cover |  | 3 | 04 | 060 | 000 | 3.04.060
Ss_35_40_82_05 | 35 | 40 | 82 | 05 | Adhesive-fixed stair carpeting systems | Maintenance Costs (MC) | Architectural works ¦ Non-structural works | Finishes under cover |  | 5 | 04 | 060 | 000 | 5.04.060
Ss_35_95 | 35 | 95 |  |  | Temporary stair and ramp systems | Construction Costs (CC) | Preliminaries ¦ Constructors’ site overheads ¦ general requirements | Other temporary facilities and services |  | 2 | 08 | 060 | 000 | 2.08.060
Ss_35_95 | 35 | 95 |  |  | Temporary stair and ramp systems | Maintenance Costs (MC) | Preliminaries ¦ Constructors’ site overheads ¦ general requirements | Other temporary facilities and services |  | 5 | 08 | 060 | 000 | 5.08.060
Ss_35_95 | 35 | 95 |  |  | Temporary stair and ramp systems |  |  |  |  | 00 | 00 | 000 | 000 | 00.00.000
Ss_37 | 37 |  |  |  | Tunnel, shaft, vessel and tower systems - See civil |  |  |  |  | 00 | 00 | 000 | 000 | 00.00.000
Ss_37_14 | 37 | 14 |  |  | Chute systems | Construction Costs (CC) | Services and equipment | Movement systems |  | 2 | 05 | 100 | 000 | 2.05.100
Ss_37_14 | 37 | 14 |  |  | Chute systems | Renewal Costs (RC) | Services and equipment | Movement systems |  | 3 | 05 | 100 | 000 | 3.05.100
Ss_37_14 | 37 | 14 |  |  | Chute systems | Maintenance Costs (MC) | Services and equipment | Movement systems |  | 5 | 05 | 100 | 000 | 5.05.100
Ss_37_14_10 | 37 | 14 | 10 |  | Bulk material chute systems | Construction Costs (CC) | Services and equipment | Movement systems |  | 2 | 05 | 100 | 000 | 2.05.100
Ss_37_14_10 | 37 | 14 | 10 |  | Bulk material chute systems | Renewal Costs (RC) | Services and equipment | Movement systems |  | 3 | 05 | 100 | 000 | 3.05.100
Ss_37_14_10 | 37 | 14 | 10 |  | Bulk material chute systems | Maintenance Costs (MC) | Services and equipment | Movement systems |  | 5 | 05 | 100 | 000 | 5.05.100
Ss_37_14_25 | 37 | 14 | 25 |  | Escape chute systems | Construction Costs (CC) | Services and equipment | Movement systems |  | 2 | 05 | 100 | 000 | 2.05.100
Ss_37_14_25 | 37 | 14 | 25 |  | Escape chute systems | Renewal Costs (RC) | Services and equipment | Movement systems |  | 3 | 05 | 100 | 000 | 3.05.100
Ss_37_14_25 | 37 | 14 | 25 |  | Escape chute systems | Maintenance Costs (MC) | Services and equipment | Movement systems |  | 5 | 05 | 100 | 000 | 5.05.100
Ss_37_14_70 | 37 | 14 | 70 |  | Refuse and linen chute systems | Construction Costs (CC) | Services and equipment | Movement systems |  | 2 | 05 | 100 | 000 | 2.05.100
Ss_37_14_70 | 37 | 14 | 70 |  | Refuse and linen chute systems | Renewal Costs (RC) | Services and equipment | Movement systems |  | 3 | 05 | 100 | 000 | 3.05.100
Ss_37_14_70 | 37 | 14 | 70 |  | Refuse and linen chute systems | Maintenance Costs (MC) | Services and equipment | Movement systems |  | 5 | 05 | 100 | 000 | 5.05.100
Ss_37_14_70_08 | 37 | 14 | 70 | 08 | Built-in linen chute systems | Construction Costs (CC) | Services and equipment | Movement systems |  | 2 | 05 | 100 | 000 | 2.05.100
Ss_37_14_70_08 | 37 | 14 | 70 | 08 | Built-in linen chute systems | Renewal Costs (RC) | Services and equipment | Movement systems |  | 3 | 05 | 100 | 000 | 3.05.100
Ss_37_14_70_08 | 37 | 14 | 70 | 08 | Built-in linen chute systems | Maintenance Costs (MC) | Services and equipment | Movement systems |  | 5 | 05 | 100 | 000 | 5.05.100
Ss_37_14_70_10 | 37 | 14 | 70 | 10 | Built-in refuse chute systems | Construction Costs (CC) | Services and equipment | Movement systems |  | 2 | 05 | 100 | 000 | 2.05.100
Ss_37_14_70_10 | 37 | 14 | 70 | 10 | Built-in refuse chute systems | Renewal Costs (RC) | Services and equipment | Movement systems |  | 3 | 05 | 100 | 000 | 3.05.100
Ss_37_14_70_10 | 37 | 14 | 70 | 10 | Built-in refuse chute systems | Maintenance Costs (MC) | Services and equipment | Movement systems |  | 5 | 05 | 100 | 000 | 5.05.100
Ss_37_14_70_63 | 37 | 14 | 70 | 63 | Post-fixed linen chute systems | Construction Costs (CC) | Services and equipment | Movement systems |  | 2 | 05 | 100 | 000 | 2.05.100
Ss_37_14_70_63 | 37 | 14 | 70 | 63 | Post-fixed linen chute systems | Renewal Costs (RC) | Services and equipment | Movement systems |  | 3 | 05 | 100 | 000 | 3.05.100
Ss_37_14_70_63 | 37 | 14 | 70 | 63 | Post-fixed linen chute systems | Maintenance Costs (MC) | Services and equipment | Movement systems |  | 5 | 05 | 100 | 000 | 5.05.100
Ss_37_14_70_65 | 37 | 14 | 70 | 65 | Post-fixed refuse chute systems | Construction Costs (CC) | Services and equipment | Movement systems |  | 2 | 05 | 100 | 000 | 2.05.100
Ss_37_14_70_65 | 37 | 14 | 70 | 65 | Post-fixed refuse chute systems | Renewal Costs (RC) | Services and equipment | Movement systems |  | 3 | 05 | 100 | 000 | 3.05.100
Ss_37_14_70_65 | 37 | 14 | 70 | 65 | Post-fixed refuse chute systems | Maintenance Costs (MC) | Services and equipment | Movement systems |  | 5 | 05 | 100 | 000 | 5.05.100
Ss_37_16 | 37 | 16 |  |  | Vessel and trench systems |  |  |  |  | 00 | 00 | 000 | 000 | 00.00.000
Ss_37_16_02 | 37 | 16 | 02 |  | Above ground pool systems |  |  |  |  | 00 | 00 | 000 | 000 | 00.00.000
Ss_37_16_05 | 37 | 16 | 05 |  | Basement water retaining systems |  |  |  |  | 00 | 00 | 000 | 000 | 00.00.000
Ss_37_16_10 | 37 | 16 | 10 |  | Bund systems |  |  |  |  | 00 | 00 | 000 | 000 | 00.00.000
Ss_37_16_10_32 | 37 | 16 | 10 | 32 | Fuel tank bund systems |  |  |  |  | 00 | 00 | 000 | 000 | 00.00.000
Ss_37_16_50 | 37 | 16 | 50 |  | Metal and plastics water retaining systems |  |  |  |  | 00 | 00 | 000 | 000 | 00.00.000
Ss_37_16_65 | 37 | 16 | 65 |  | Pond and wetland systems | Construction Costs (CC) | Surface and underground drainage | Surface water drainage |  | 2 | 06 | 010 | 000 | 2.06.010
Ss_37_16_65 | 37 | 16 | 65 |  | Pond and wetland systems | Renewal Costs (RC) | Surface and underground drainage | Surface water drainage |  | 3 | 06 | 010 | 000 | 3.06.010
Ss_37_16_65 | 37 | 16 | 65 |  | Pond and wetland systems | Maintenance Costs (MC) | Surface and underground drainage | Surface water drainage |  | 5 | 06 | 010 | 000 | 5.06.010
Ss_37_16_65_40 | 37 | 16 | 65 | 40 | Informal pond systems | Construction Costs (CC) | Surface and underground drainage | Surface water drainage |  | 2 | 06 | 010 | 000 | 2.06.010
Ss_37_16_65_40 | 37 | 16 | 65 | 40 | Informal pond systems | Renewal Costs (RC) | Surface and underground drainage | Surface water drainage |  | 3 | 06 | 010 | 000 | 3.06.010
Ss_37_16_65_40 | 37 | 16 | 65 | 40 | Informal pond systems | Maintenance Costs (MC) | Surface and underground drainage | Surface water drainage |  | 5 | 06 | 010 | 000 | 5.06.010
Ss_37_16_65_70 | 37 | 16 | 65 | 70 | Raised formal pond systems | Construction Costs (CC) | Surface and underground drainage | Surface water drainage |  | 2 | 06 | 010 | 000 | 2.06.010
Ss_37_16_65_70 | 37 | 16 | 65 | 70 | Raised formal pond systems | Renewal Costs (RC) | Surface and underground drainage | Surface water drainage |  | 3 | 06 | 010 | 000 | 3.06.010
Ss_37_16_65_70 | 37 | 16 | 65 | 70 | Raised formal pond systems | Maintenance Costs (MC) | Surface and underground drainage | Surface water drainage |  | 5 | 06 | 010 | 000 | 5.06.010
Ss_37_16_65_85 | 37 | 16 | 65 | 85 | Submerged formal pond systems | Construction Costs (CC) | Surface and underground drainage | Surface water drainage |  | 2 | 06 | 010 | 000 | 2.06.010
Ss_37_16_65_85 | 37 | 16 | 65 | 85 | Submerged formal pond systems | Renewal Costs (RC) | Surface and underground drainage | Surface water drainage |  | 3 | 06 | 010 | 000 | 3.06.010
Ss_37_16_65_85 | 37 | 16 | 65 | 85 | Submerged formal pond systems | Maintenance Costs (MC) | Surface and underground drainage | Surface water drainage |  | 5 | 06 | 010 | 000 | 5.06.010
Ss_37_16_65_95 | 37 | 16 | 65 | 95 | Wetland systems | Construction Costs (CC) | Surface and underground drainage | Surface water drainage |  | 2 | 06 | 010 | 000 | 2.06.010
Ss_37_16_65_95 | 37 | 16 | 65 | 95 | Wetland systems | Renewal Costs (RC) | Surface and underground drainage | Surface water drainage |  | 3 | 06 | 010 | 000 | 3.06.010
Ss_37_16_65_95 | 37 | 16 | 65 | 95 | Wetland systems | Maintenance Costs (MC) | Surface and underground drainage | Surface water drainage |  | 5 | 06 | 010 | 000 | 5.06.010
Ss_37_16_75 | 37 | 16 | 75 |  | Silo systems |  |  |  |  | 00 | 00 | 000 | 000 | 00.00.000
Ss_37_16_90 | 37 | 16 | 90 |  | Trench, pipeway and pit systems |  |  |  |  | 00 | 00 | 000 | 000 | 00.00.000
Ss_37_16_90_11 | 37 | 16 | 90 | 11 | Cable protection systems | Construction Costs (CC) | External and ancillary works | External services |  | 2 | 07 | 070 | 000 | 2.07.070
Ss_37_16_90_11 | 37 | 16 | 90 | 11 | Cable protection systems | Renewal Costs (RC) | External and ancillary works | External services |  | 3 | 07 | 070 | 000 | 3.07.070
Ss_37_16_90_11 | 37 | 16 | 90 | 11 | Cable protection systems | Maintenance Costs (MC) | External and ancillary works | External services |  | 5 | 07 | 070 | 000 | 5.07.070
Ss_37_16_90_28 | 37 | 16 | 90 | 28 | External underground service duct systems | Construction Costs (CC) | External and ancillary works | External services |  | 2 | 07 | 070 | 000 | 2.07.070
Ss_37_16_90_28 | 37 | 16 | 90 | 28 | External underground service duct systems | Renewal Costs (RC) | External and ancillary works | External services |  | 3 | 07 | 070 | 000 | 3.07.070
Ss_37_16_90_28 | 37 | 16 | 90 | 28 | External underground service duct systems | Maintenance Costs (MC) | External and ancillary works | External services |  | 5 | 07 | 070 | 000 | 5.07.070
Ss_37_16_90_63 | 37 | 16 | 90 | 63 | Pit systems |  |  |  |  | 00 | 00 | 000 | 000 | 00.00.000
Ss_37_16_95 | 37 | 16 | 95 |  | Watertight structural systems |  |  |  |  | 00 | 00 | 000 | 000 | 00.00.000
Ss_37_16_95_78 | 37 | 16 | 95 | 78 | Sewage treatment vessel systems |  |  |  |  | 00 | 00 | 000 | 000 | 00.00.000
Ss_37_17 | 37 | 17 |  |  | Tower, chimney and mast systems | Construction Costs (CC) | External and ancillary works | Ancillary structures |  | 2 | 07 | 030 | 000 | 2.07.030
Ss_37_17 | 37 | 17 |  |  | Tower, chimney and mast systems | Renewal Costs (RC) | External and ancillary works | Ancillary structures |  | 3 | 07 | 030 | 000 | 3.07.030
Ss_37_17 | 37 | 17 |  |  | Tower, chimney and mast systems | Maintenance Costs (MC) | External and ancillary works | Ancillary structures |  | 5 | 07 | 030 | 000 | 5.07.030
Ss_37_17_13 | 37 | 17 | 13 |  | Chimney systems | Construction Costs (CC) | External and ancillary works | Ancillary structures |  | 2 | 07 | 030 | 000 | 2.07.030
Ss_37_17_13 | 37 | 17 | 13 |  | Chimney systems | Renewal Costs (RC) | External and ancillary works | Ancillary structures |  | 3 | 07 | 030 | 000 | 3.07.030
Ss_37_17_13 | 37 | 17 | 13 |  | Chimney systems | Maintenance Costs (MC) | External and ancillary works | Ancillary structures |  | 5 | 07 | 030 | 000 | 5.07.030
Ss_37_17_13_50 | 37 | 17 | 13 | 50 | Masonry chimney stack systems | Construction Costs (CC) | External and ancillary works | Ancillary structures |  | 2 | 07 | 030 | 000 | 2.07.030
Ss_37_17_13_50 | 37 | 17 | 13 | 50 | Masonry chimney stack systems | Renewal Costs (RC) | External and ancillary works | Ancillary structures |  | 3 | 07 | 030 | 000 | 3.07.030
Ss_37_17_13_50 | 37 | 17 | 13 | 50 | Masonry chimney stack systems | Maintenance Costs (MC) | External and ancillary works | Ancillary structures |  | 5 | 07 | 030 | 000 | 5.07.030
Ss_37_17_13_65 | 37 | 17 | 13 | 65 | Pollution control systems | Construction Costs (CC) | External and ancillary works | Ancillary structures |  | 2 | 07 | 030 | 000 | 2.07.030
Ss_37_17_13_65 | 37 | 17 | 13 | 65 | Pollution control systems | Renewal Costs (RC) | External and ancillary works | Ancillary structures |  | 3 | 07 | 030 | 000 | 3.07.030
Ss_37_17_13_65 | 37 | 17 | 13 | 65 | Pollution control systems | Maintenance Costs (MC) | External and ancillary works | Ancillary structures |  | 5 | 07 | 030 | 000 | 5.07.030
Ss_37_17_35 | 37 | 17 | 35 |  | Gantry systems | Construction Costs (CC) | Services and equipment | Movement systems |  | 2 | 05 | 100 | 000 | 2.05.100
Ss_37_17_35 | 37 | 17 | 35 |  | Gantry systems | Renewal Costs (RC) | Services and equipment | Movement systems |  | 3 | 05 | 100 | 000 | 3.05.100
Ss_37_17_35 | 37 | 17 | 35 |  | Gantry systems | Maintenance Costs (MC) | Services and equipment | Movement systems |  | 5 | 05 | 100 | 000 | 5.05.100
Ss_37_17_35_11 | 37 | 17 | 35 | 11 | Cantilever gantry systems | Construction Costs (CC) | Services and equipment | Movement systems |  | 2 | 05 | 100 | 000 | 2.05.100
Ss_37_17_35_11 | 37 | 17 | 35 | 11 | Cantilever gantry systems | Renewal Costs (RC) | Services and equipment | Movement systems |  | 3 | 05 | 100 | 000 | 3.05.100
Ss_37_17_35_11 | 37 | 17 | 35 | 11 | Cantilever gantry systems | Maintenance Costs (MC) | Services and equipment | Movement systems |  | 5 | 05 | 100 | 000 | 5.05.100
Ss_37_17_35_32 | 37 | 17 | 35 | 32 | Full span gantry systems | Construction Costs (CC) | Services and equipment | Movement systems |  | 2 | 05 | 100 | 000 | 2.05.100
Ss_37_17_35_32 | 37 | 17 | 35 | 32 | Full span gantry systems | Renewal Costs (RC) | Services and equipment | Movement systems |  | 3 | 05 | 100 | 000 | 3.05.100
Ss_37_17_35_32 | 37 | 17 | 35 | 32 | Full span gantry systems | Maintenance Costs (MC) | Services and equipment | Movement systems |  | 5 | 05 | 100 | 000 | 5.05.100
Ss_37_17_35_50 | 37 | 17 | 35 | 50 | Mast arm sign gantry systems | Construction Costs (CC) | Services and equipment | Movement systems |  | 2 | 05 | 100 | 000 | 2.05.100
Ss_37_17_35_50 | 37 | 17 | 35 | 50 | Mast arm sign gantry systems | Renewal Costs (RC) | Services and equipment | Movement systems |  | 3 | 05 | 100 | 000 | 3.05.100
Ss_37_17_35_50 | 37 | 17 | 35 | 50 | Mast arm sign gantry systems | Maintenance Costs (MC) | Services and equipment | Movement systems |  | 5 | 05 | 100 | 000 | 5.05.100
Ss_37_17_35_60 | 37 | 17 | 35 | 60 | Portal sign gantry systems | Construction Costs (CC) | Services and equipment | Movement systems |  | 2 | 05 | 100 | 000 | 2.05.100
Ss_37_17_35_60 | 37 | 17 | 35 | 60 | Portal sign gantry systems | Renewal Costs (RC) | Services and equipment | Movement systems |  | 3 | 05 | 100 | 000 | 3.05.100
Ss_37_17_35_60 | 37 | 17 | 35 | 60 | Portal sign gantry systems | Maintenance Costs (MC) | Services and equipment | Movement systems |  | 5 | 05 | 100 | 000 | 5.05.100
Ss_37_17_45 | 37 | 17 | 45 |  | Lattice tower and pylon systems | Construction Costs (CC) | Services and equipment | Movement systems |  | 2 | 05 | 100 | 000 | 2.05.100
Ss_37_17_45 | 37 | 17 | 45 |  | Lattice tower and pylon systems | Renewal Costs (RC) | Services and equipment | Movement systems |  | 3 | 05 | 100 | 000 | 3.05.100
Ss_37_17_45 | 37 | 17 | 45 |  | Lattice tower and pylon systems | Maintenance Costs (MC) | Services and equipment | Movement systems |  | 5 | 05 | 100 | 000 | 5.05.100
Ss_37_17_50 | 37 | 17 | 50 |  | Mast systems | Construction Costs (CC) | External and ancillary works | Ancillary structures |  | 2 | 07 | 030 | 000 | 2.07.030
Ss_37_17_50 | 37 | 17 | 50 |  | Mast systems | Renewal Costs (RC) | External and ancillary works | Ancillary structures |  | 3 | 07 | 030 | 000 | 3.07.030
Ss_37_17_50 | 37 | 17 | 50 |  | Mast systems | Maintenance Costs (MC) | External and ancillary works | Ancillary structures |  | 5 | 07 | 030 | 000 | 5.07.030
Ss_37_17_50_72 | 37 | 17 | 50 | 72 | Road mast systems | Construction Costs (CC) | External and ancillary works | Ancillary structures |  | 2 | 07 | 030 | 000 | 2.07.030
Ss_37_17_50_72 | 37 | 17 | 50 | 72 | Road mast systems | Renewal Costs (RC) | External and ancillary works | Ancillary structures |  | 3 | 07 | 030 | 000 | 3.07.030
Ss_37_17_50_72 | 37 | 17 | 50 | 72 | Road mast systems | Maintenance Costs (MC) | External and ancillary works | Ancillary structures |  | 5 | 07 | 030 | 000 | 5.07.030
Ss_37_17_90 | 37 | 17 | 90 |  | Tower systems | Construction Costs (CC) | External and ancillary works | Ancillary structures |  | 2 | 07 | 030 | 000 | 2.07.030
Ss_37_17_90 | 37 | 17 | 90 |  | Tower systems | Renewal Costs (RC) | External and ancillary works | Ancillary structures |  | 3 | 07 | 030 | 000 | 3.07.030
Ss_37_17_90 | 37 | 17 | 90 |  | Tower systems | Maintenance Costs (MC) | External and ancillary works | Ancillary structures |  | 5 | 07 | 030 | 000 | 5.07.030
Ss_37_40 | 37 | 40 |  |  | Tunnel, shaft, vessel and tower covering and finishing systems |  |  |  |  | 00 | 00 | 000 | 000 | 00.00.000
Ss_37_40_85 | 37 | 40 | 85 |  | Swimming pool tiling systems | Construction Costs (CC) | Architectural works ¦ Non-structural works | Finishes under cover |  | 2 | 04 | 060 | 000 | 2.04.060
Ss_37_40_85 | 37 | 40 | 85 |  | Swimming pool tiling systems | Renewal Costs (RC) | Architectural works ¦ Non-structural works | Finishes under cover |  | 3 | 04 | 060 | 000 | 3.04.060
Ss_37_40_85 | 37 | 40 | 85 |  | Swimming pool tiling systems | Maintenance Costs (MC) | Architectural works ¦ Non-structural works | Finishes under cover |  | 5 | 04 | 060 | 000 | 5.04.060
Ss_37_40_85_83 | 37 | 40 | 85 | 83 | Swimming pool floor tiling systems | Construction Costs (CC) | Architectural works ¦ Non-structural works | Finishes under cover |  | 2 | 04 | 060 | 000 | 2.04.060
Ss_37_40_85_83 | 37 | 40 | 85 | 83 | Swimming pool floor tiling systems | Renewal Costs (RC) | Architectural works ¦ Non-structural works | Finishes under cover |  | 3 | 04 | 060 | 000 | 3.04.060
Ss_37_40_85_83 | 37 | 40 | 85 | 83 | Swimming pool floor tiling systems | Maintenance Costs (MC) | Architectural works ¦ Non-structural works | Finishes under cover |  | 5 | 04 | 060 | 000 | 5.04.060
Ss_37_40_85_85 | 37 | 40 | 85 | 85 | Swimming pool wall tiling systems | Construction Costs (CC) | Architectural works ¦ Non-structural works | Finishes under cover |  | 2 | 04 | 060 | 000 | 2.04.060
Ss_37_40_85_85 | 37 | 40 | 85 | 85 | Swimming pool wall tiling systems | Renewal Costs (RC) | Architectural works ¦ Non-structural works | Finishes under cover |  | 3 | 04 | 060 | 000 | 3.04.060
Ss_37_40_85_85 | 37 | 40 | 85 | 85 | Swimming pool wall tiling systems | Maintenance Costs (MC) | Architectural works ¦ Non-structural works | Finishes under cover |  | 5 | 04 | 060 | 000 | 5.04.060
Ss_37_50 | 37 | 50 |  |  | Shaft and tunnel structural systems |  |  |  |  | 00 | 00 | 000 | 000 | 00.00.000
Ss_37_50_80 | 37 | 50 | 80 |  | Shaft structure systems |  |  |  |  | 00 | 00 | 000 | 000 | 00.00.000
Ss_37_50_80_50 | 37 | 50 | 80 | 50 | Masonry lined shaft systems |  |  |  |  | 00 | 00 | 000 | 000 | 00.00.000
Ss_37_50_80_71 | 37 | 50 | 80 | 71 | Reinforced concrete shaft structure systems |  |  |  |  | 00 | 00 | 000 | 000 | 00.00.000
Ss_37_50_80_77 | 37 | 50 | 80 | 77 | Segmental shaft structure systems |  |  |  |  | 00 | 00 | 000 | 000 | 00.00.000
Ss_37_50_80_83 | 37 | 50 | 80 | 83 | Sprayed concrete shaft lining systems |  |  |  |  | 00 | 00 | 000 | 000 | 00.00.000
Ss_37_50_80_90 | 37 | 50 | 80 | 90 | Unit lined shaft systems |  |  |  |  | 00 | 00 | 000 | 000 | 00.00.000
Ss_37_50_92 | 37 | 50 | 92 |  | Tunnel structure systems |  |  |  |  | 00 | 00 | 000 | 000 | 00.00.000
Ss_37_50_92_11 | 37 | 50 | 92 | 11 | Cast concrete tunnel invert systems |  |  |  |  | 00 | 00 | 000 | 000 | 00.00.000
Ss_37_50_92_15 | 37 | 50 | 92 | 15 | Colliery arch tunnel or adit systems |  |  |  |  | 00 | 00 | 000 | 000 | 00.00.000
Ss_37_50_92_50 | 37 | 50 | 92 | 50 | Masonry tunnel structure systems |  |  |  |  | 00 | 00 | 000 | 000 | 00.00.000
Ss_37_50_92_64 | 37 | 50 | 92 | 64 | Primary regulating layer sprayed concrete lining systems |  |  |  |  | 00 | 00 | 000 | 000 | 00.00.000
Ss_37_50_92_66 | 37 | 50 | 92 | 66 | Primary sprayed concrete lining systems |  |  |  |  | 00 | 00 | 000 | 000 | 00.00.000
Ss_37_50_92_71 | 37 | 50 | 92 | 71 | Reinforced concrete tunnel structure systems |  |  |  |  | 00 | 00 | 000 | 000 | 00.00.000
Ss_37_50_92_75 | 37 | 50 | 92 | 75 | Secondary cast concrete lining systems |  |  |  |  | 00 | 00 | 000 | 000 | 00.00.000
Ss_37_50_92_76 | 37 | 50 | 92 | 76 | Secondary regulating layer sprayed concrete lining systems |  |  |  |  | 00 | 00 | 000 | 000 | 00.00.000
Ss_37_50_92_77 | 37 | 50 | 92 | 77 | Secondary sprayed concrete lining systems |  |  |  |  | 00 | 00 | 000 | 000 | 00.00.000
Ss_37_50_92_79 | 37 | 50 | 92 | 79 | Sectional tunnel structure systems |  |  |  |  | 00 | 00 | 000 | 000 | 00.00.000
Ss_37_50_92_83 | 37 | 50 | 92 | 83 | Sprayed concrete tunnel lining systems |  |  |  |  | 00 | 00 | 000 | 000 | 00.00.000
Ss_37_50_92_90 | 37 | 50 | 92 | 90 | Unit lined tunnel systems |  |  |  |  | 00 | 00 | 000 | 000 | 00.00.000
Ss_37_55 | 37 | 55 |  |  | Tunnel and shaft opening systems |  |  |  |  | 00 | 00 | 000 | 000 | 00.00.000
Ss_37_55_60 | 37 | 55 | 60 |  | Opening frame systems |  |  |  |  | 00 | 00 | 000 | 000 | 00.00.000
Ss_37_55_60_90 | 37 | 55 | 60 | 90 | Tunnel opening frame systems |  |  |  |  | 00 | 00 | 000 | 000 | 00.00.000
Ss_37_60 | 37 | 60 |  |  | Tunnel, shaft, vessel and tower accessory systems |  |  |  |  | 00 | 00 | 000 | 000 | 00.00.000
Ss_37_95 | 37 | 95 |  |  | Temporary tunnel, shaft, vessel and tower systems |  |  |  |  | 00 | 00 | 000 | 000 | 00.00.000
Ss_40 | 40 |  |  |  | Signage, fittings, furnishings and equipment (FF&E) and general finishing systems | Construction Costs (CC) | Architectural works ¦ Non-structural works | Fittings and sundries |  | 2 | 04 | 050 | 000 | 2.04.050
Ss_40 | 40 |  |  |  | Signage, fittings, furnishings and equipment (FF&E) and general finishing systems | Renewal Costs (RC) | Architectural works ¦ Non-structural works | Fittings and sundries |  | 3 | 04 | 050 | 000 | 3.04.050
Ss_40 | 40 |  |  |  | Signage, fittings, furnishings and equipment (FF&E) and general finishing systems | Maintenance Costs (MC) | Architectural works ¦ Non-structural works | Fittings and sundries |  | 5 | 04 | 050 | 000 | 5.04.050
Ss_40_10 | 40 | 10 |  |  | Signage systems | Construction Costs (CC) | Architectural works ¦ Non-structural works | Fittings and sundries |  | 2 | 04 | 050 | 000 | 2.04.050
Ss_40_10 | 40 | 10 |  |  | Signage systems | Renewal Costs (RC) | Architectural works ¦ Non-structural works | Fittings and sundries |  | 3 | 04 | 050 | 000 | 3.04.050
Ss_40_10 | 40 | 10 |  |  | Signage systems | Maintenance Costs (MC) | Architectural works ¦ Non-structural works | Fittings and sundries |  | 5 | 04 | 050 | 000 | 5.04.050
Ss_40_10_20 | 40 | 10 | 20 |  | Direction signage systems | Construction Costs (CC) | Architectural works ¦ Non-structural works | Fittings and sundries |  | 2 | 04 | 050 | 000 | 2.04.050
Ss_40_10_20 | 40 | 10 | 20 |  | Direction signage systems | Renewal Costs (RC) | Architectural works ¦ Non-structural works | Fittings and sundries |  | 3 | 04 | 050 | 000 | 3.04.050
Ss_40_10_20 | 40 | 10 | 20 |  | Direction signage systems | Maintenance Costs (MC) | Architectural works ¦ Non-structural works | Fittings and sundries |  | 5 | 04 | 050 | 000 | 5.04.050
Ss_40_10_20_70 | 40 | 10 | 20 | 70 | Route marker signage systems | Construction Costs (CC) | Architectural works ¦ Non-structural works | Fittings and sundries |  | 2 | 04 | 050 | 000 | 2.04.050
Ss_40_10_20_70 | 40 | 10 | 20 | 70 | Route marker signage systems | Renewal Costs (RC) | Architectural works ¦ Non-structural works | Fittings and sundries |  | 3 | 04 | 050 | 000 | 3.04.050
Ss_40_10_20_70 | 40 | 10 | 20 | 70 | Route marker signage systems | Maintenance Costs (MC) | Architectural works ¦ Non-structural works | Fittings and sundries |  | 5 | 04 | 050 | 000 | 5.04.050
Ss_40_10_20_96 | 40 | 10 | 20 | 96 | Wayfinding signage systems | Construction Costs (CC) | Architectural works ¦ Non-structural works | Fittings and sundries |  | 2 | 04 | 050 | 000 | 2.04.050
Ss_40_10_20_96 | 40 | 10 | 20 | 96 | Wayfinding signage systems | Renewal Costs (RC) | Architectural works ¦ Non-structural works | Fittings and sundries |  | 3 | 04 | 050 | 000 | 3.04.050
Ss_40_10_20_96 | 40 | 10 | 20 | 96 | Wayfinding signage systems | Maintenance Costs (MC) | Architectural works ¦ Non-structural works | Fittings and sundries |  | 5 | 04 | 050 | 000 | 5.04.050
Ss_40_10_25 | 40 | 10 | 25 |  | External signage and interpretation systems | Construction Costs (CC) | Architectural works ¦ Non-structural works | Fittings and sundries |  | 2 | 04 | 050 | 000 | 2.04.050
Ss_40_10_25 | 40 | 10 | 25 |  | External signage and interpretation systems | Renewal Costs (RC) | Architectural works ¦ Non-structural works | Fittings and sundries |  | 3 | 04 | 050 | 000 | 3.04.050
Ss_40_10_25 | 40 | 10 | 25 |  | External signage and interpretation systems | Maintenance Costs (MC) | Architectural works ¦ Non-structural works | Fittings and sundries |  | 5 | 04 | 050 | 000 | 5.04.050
Ss_40_10_25_25 | 40 | 10 | 25 | 25 | Electrical external signage systems | Construction Costs (CC) | Architectural works ¦ Non-structural works | Fittings and sundries |  | 2 | 04 | 050 | 000 | 2.04.050
Ss_40_10_25_25 | 40 | 10 | 25 | 25 | Electrical external signage systems | Renewal Costs (RC) | Architectural works ¦ Non-structural works | Fittings and sundries |  | 3 | 04 | 050 | 000 | 3.04.050
Ss_40_10_25_25 | 40 | 10 | 25 | 25 | Electrical external signage systems | Maintenance Costs (MC) | Architectural works ¦ Non-structural works | Fittings and sundries |  | 5 | 04 | 050 | 000 | 5.04.050
Ss_40_10_25_30 | 40 | 10 | 25 | 30 | Fixed external signage systems | Construction Costs (CC) | Architectural works ¦ Non-structural works | Fittings and sundries |  | 2 | 04 | 050 | 000 | 2.04.050
Ss_40_10_25_30 | 40 | 10 | 25 | 30 | Fixed external signage systems | Renewal Costs (RC) | Architectural works ¦ Non-structural works | Fittings and sundries |  | 3 | 04 | 050 | 000 | 3.04.050
Ss_40_10_25_30 | 40 | 10 | 25 | 30 | Fixed external signage systems | Maintenance Costs (MC) | Architectural works ¦ Non-structural works | Fittings and sundries |  | 5 | 04 | 050 | 000 | 5.04.050
Ss_40_10_25_32 | 40 | 10 | 25 | 32 | Free-standing external architectural signage systems | Construction Costs (CC) | Architectural works ¦ Non-structural works | Fittings and sundries |  | 2 | 04 | 050 | 000 | 2.04.050
Ss_40_10_25_32 | 40 | 10 | 25 | 32 | Free-standing external architectural signage systems | Renewal Costs (RC) | Architectural works ¦ Non-structural works | Fittings and sundries |  | 3 | 04 | 050 | 000 | 3.04.050
Ss_40_10_25_32 | 40 | 10 | 25 | 32 | Free-standing external architectural signage systems | Maintenance Costs (MC) | Architectural works ¦ Non-structural works | Fittings and sundries |  | 5 | 04 | 050 | 000 | 5.04.050
Ss_40_10_30 | 40 | 10 | 30 |  | Fire and safety signage systems | Construction Costs (CC) | Architectural works ¦ Non-structural works | Fittings and sundries |  | 2 | 04 | 050 | 000 | 2.04.050
Ss_40_10_30 | 40 | 10 | 30 |  | Fire and safety signage systems | Renewal Costs (RC) | Architectural works ¦ Non-structural works | Fittings and sundries |  | 3 | 04 | 050 | 000 | 3.04.050
Ss_40_10_30 | 40 | 10 | 30 |  | Fire and safety signage systems | Maintenance Costs (MC) | Architectural works ¦ Non-structural works | Fittings and sundries |  | 5 | 04 | 050 | 000 | 5.04.050
Ss_40_10_30_20 | 40 | 10 | 30 | 20 | Emergency 'do not enter' signage systems | Construction Costs (CC) | Architectural works ¦ Non-structural works | Fittings and sundries |  | 2 | 04 | 050 | 000 | 2.04.050
Ss_40_10_30_20 | 40 | 10 | 30 | 20 | Emergency 'do not enter' signage systems | Renewal Costs (RC) | Architectural works ¦ Non-structural works | Fittings and sundries |  | 3 | 04 | 050 | 000 | 3.04.050
Ss_40_10_30_20 | 40 | 10 | 30 | 20 | Emergency 'do not enter' signage systems | Maintenance Costs (MC) | Architectural works ¦ Non-structural works | Fittings and sundries |  | 5 | 04 | 050 | 000 | 5.04.050
Ss_40_10_30_25 | 40 | 10 | 30 | 25 | Evacuation and safe condition signage systems | Construction Costs (CC) | Architectural works ¦ Non-structural works | Fittings and sundries |  | 2 | 04 | 050 | 000 | 2.04.050
Ss_40_10_30_25 | 40 | 10 | 30 | 25 | Evacuation and safe condition signage systems | Renewal Costs (RC) | Architectural works ¦ Non-structural works | Fittings and sundries |  | 3 | 04 | 050 | 000 | 3.04.050
Ss_40_10_30_25 | 40 | 10 | 30 | 25 | Evacuation and safe condition signage systems | Maintenance Costs (MC) | Architectural works ¦ Non-structural works | Fittings and sundries |  | 5 | 04 | 050 | 000 | 5.04.050
Ss_40_10_30_27 | 40 | 10 | 30 | 27 | Evacuation and safety way guidance systems | Construction Costs (CC) | Architectural works ¦ Non-structural works | Fittings and sundries |  | 2 | 04 | 050 | 000 | 2.04.050
Ss_40_10_30_27 | 40 | 10 | 30 | 27 | Evacuation and safety way guidance systems | Renewal Costs (RC) | Architectural works ¦ Non-structural works | Fittings and sundries |  | 3 | 04 | 050 | 000 | 3.04.050
Ss_40_10_30_27 | 40 | 10 | 30 | 27 | Evacuation and safety way guidance systems | Maintenance Costs (MC) | Architectural works ¦ Non-structural works | Fittings and sundries |  | 5 | 04 | 050 | 000 | 5.04.050
Ss_40_10_30_30 | 40 | 10 | 30 | 30 | Fire signage systems | Construction Costs (CC) | Architectural works ¦ Non-structural works | Fittings and sundries |  | 2 | 04 | 050 | 000 | 2.04.050
Ss_40_10_30_30 | 40 | 10 | 30 | 30 | Fire signage systems | Renewal Costs (RC) | Architectural works ¦ Non-structural works | Fittings and sundries |  | 3 | 04 | 050 | 000 | 3.04.050
Ss_40_10_30_30 | 40 | 10 | 30 | 30 | Fire signage systems | Maintenance Costs (MC) | Architectural works ¦ Non-structural works | Fittings and sundries |  | 5 | 04 | 050 | 000 | 5.04.050
Ss_40_10_30_36 | 40 | 10 | 30 | 36 | Hazard signage systems | Construction Costs (CC) | Architectural works ¦ Non-structural works | Fittings and sundries |  | 2 | 04 | 050 | 000 | 2.04.050
Ss_40_10_30_36 | 40 | 10 | 30 | 36 | Hazard signage systems | Renewal Costs (RC) | Architectural works ¦ Non-structural works | Fittings and sundries |  | 3 | 04 | 050 | 000 | 3.04.050
Ss_40_10_30_36 | 40 | 10 | 30 | 36 | Hazard signage systems | Maintenance Costs (MC) | Architectural works ¦ Non-structural works | Fittings and sundries |  | 5 | 04 | 050 | 000 | 5.04.050
Ss_40_10_30_70 | 40 | 10 | 30 | 70 | Regulatory signage systems | Construction Costs (CC) | Architectural works ¦ Non-structural works | Fittings and sundries |  | 2 | 04 | 050 | 000 | 2.04.050
Ss_40_10_30_70 | 40 | 10 | 30 | 70 | Regulatory signage systems | Renewal Costs (RC) | Architectural works ¦ Non-structural works | Fittings and sundries |  | 3 | 04 | 050 | 000 | 3.04.050
Ss_40_10_30_70 | 40 | 10 | 30 | 70 | Regulatory signage systems | Maintenance Costs (MC) | Architectural works ¦ Non-structural works | Fittings and sundries |  | 5 | 04 | 050 | 000 | 5.04.050
Ss_40_10_30_75 | 40 | 10 | 30 | 75 | Safety signage systems | Construction Costs (CC) | Architectural works ¦ Non-structural works | Fittings and sundries |  | 2 | 04 | 050 | 000 | 2.04.050
Ss_40_10_30_75 | 40 | 10 | 30 | 75 | Safety signage systems | Renewal Costs (RC) | Architectural works ¦ Non-structural works | Fittings and sundries |  | 3 | 04 | 050 | 000 | 3.04.050
Ss_40_10_30_75 | 40 | 10 | 30 | 75 | Safety signage systems | Maintenance Costs (MC) | Architectural works ¦ Non-structural works | Fittings and sundries |  | 5 | 04 | 050 | 000 | 5.04.050
Ss_40_10_30_93 | 40 | 10 | 30 | 93 | Warning signage systems | Construction Costs (CC) | Architectural works ¦ Non-structural works | Fittings and sundries |  | 2 | 04 | 050 | 000 | 2.04.050
Ss_40_10_30_93 | 40 | 10 | 30 | 93 | Warning signage systems | Renewal Costs (RC) | Architectural works ¦ Non-structural works | Fittings and sundries |  | 3 | 04 | 050 | 000 | 3.04.050
Ss_40_10_30_93 | 40 | 10 | 30 | 93 | Warning signage systems | Maintenance Costs (MC) | Architectural works ¦ Non-structural works | Fittings and sundries |  | 5 | 04 | 050 | 000 | 5.04.050
Ss_40_10_30_95 | 40 | 10 | 30 | 95 | Water safety signage systems | Construction Costs (CC) | Architectural works ¦ Non-structural works | Fittings and sundries |  | 2 | 04 | 050 | 000 | 2.04.050
Ss_40_10_30_95 | 40 | 10 | 30 | 95 | Water safety signage systems | Renewal Costs (RC) | Architectural works ¦ Non-structural works | Fittings and sundries |  | 3 | 04 | 050 | 000 | 3.04.050
Ss_40_10_30_95 | 40 | 10 | 30 | 95 | Water safety signage systems | Maintenance Costs (MC) | Architectural works ¦ Non-structural works | Fittings and sundries |  | 5 | 04 | 050 | 000 | 5.04.050
Ss_40_10_35 | 40 | 10 | 35 |  | Identification signage systems | Construction Costs (CC) | Architectural works ¦ Non-structural works | Fittings and sundries |  | 2 | 04 | 050 | 000 | 2.04.050
Ss_40_10_35 | 40 | 10 | 35 |  | Identification signage systems | Renewal Costs (RC) | Architectural works ¦ Non-structural works | Fittings and sundries |  | 3 | 04 | 050 | 000 | 3.04.050
Ss_40_10_35 | 40 | 10 | 35 |  | Identification signage systems | Maintenance Costs (MC) | Architectural works ¦ Non-structural works | Fittings and sundries |  | 5 | 04 | 050 | 000 | 5.04.050
Ss_40_10_35_10 | 40 | 10 | 35 | 10 | Building signage systems | Construction Costs (CC) | Architectural works ¦ Non-structural works | Fittings and sundries |  | 2 | 04 | 050 | 000 | 2.04.050
Ss_40_10_35_10 | 40 | 10 | 35 | 10 | Building signage systems | Renewal Costs (RC) | Architectural works ¦ Non-structural works | Fittings and sundries |  | 3 | 04 | 050 | 000 | 3.04.050
Ss_40_10_35_10 | 40 | 10 | 35 | 10 | Building signage systems | Maintenance Costs (MC) | Architectural works ¦ Non-structural works | Fittings and sundries |  | 5 | 04 | 050 | 000 | 5.04.050
Ss_40_10_35_70 | 40 | 10 | 35 | 70 | Room signage systems | Construction Costs (CC) | Architectural works ¦ Non-structural works | Fittings and sundries |  | 2 | 04 | 050 | 000 | 2.04.050
Ss_40_10_35_70 | 40 | 10 | 35 | 70 | Room signage systems | Renewal Costs (RC) | Architectural works ¦ Non-structural works | Fittings and sundries |  | 3 | 04 | 050 | 000 | 3.04.050
Ss_40_10_35_70 | 40 | 10 | 35 | 70 | Room signage systems | Maintenance Costs (MC) | Architectural works ¦ Non-structural works | Fittings and sundries |  | 5 | 04 | 050 | 000 | 5.04.050
Ss_40_10_35_80 | 40 | 10 | 35 | 80 | Spaces signage systems | Construction Costs (CC) | Architectural works ¦ Non-structural works | Fittings and sundries |  | 2 | 04 | 050 | 000 | 2.04.050
Ss_40_10_35_80 | 40 | 10 | 35 | 80 | Spaces signage systems | Renewal Costs (RC) | Architectural works ¦ Non-structural works | Fittings and sundries |  | 3 | 04 | 050 | 000 | 3.04.050
Ss_40_10_35_80 | 40 | 10 | 35 | 80 | Spaces signage systems | Maintenance Costs (MC) | Architectural works ¦ Non-structural works | Fittings and sundries |  | 5 | 04 | 050 | 000 | 5.04.050
Ss_40_10_40 | 40 | 10 | 40 |  | Internal architectural signage systems | Construction Costs (CC) | Architectural works ¦ Non-structural works | Fittings and sundries |  | 2 | 04 | 050 | 000 | 2.04.050
Ss_40_10_40 | 40 | 10 | 40 |  | Internal architectural signage systems | Renewal Costs (RC) | Architectural works ¦ Non-structural works | Fittings and sundries |  | 3 | 04 | 050 | 000 | 3.04.050
Ss_40_10_40 | 40 | 10 | 40 |  | Internal architectural signage systems | Maintenance Costs (MC) | Architectural works ¦ Non-structural works | Fittings and sundries |  | 5 | 04 | 050 | 000 | 5.04.050
Ss_40_10_40_25 | 40 | 10 | 40 | 25 | Electrical internal architectural signage systems | Construction Costs (CC) | Architectural works ¦ Non-structural works | Fittings and sundries |  | 2 | 04 | 050 | 000 | 2.04.050
Ss_40_10_40_25 | 40 | 10 | 40 | 25 | Electrical internal architectural signage systems | Renewal Costs (RC) | Architectural works ¦ Non-structural works | Fittings and sundries |  | 3 | 04 | 050 | 000 | 3.04.050
Ss_40_10_40_25 | 40 | 10 | 40 | 25 | Electrical internal architectural signage systems | Maintenance Costs (MC) | Architectural works ¦ Non-structural works | Fittings and sundries |  | 5 | 04 | 050 | 000 | 5.04.050
Ss_40_10_40_30 | 40 | 10 | 40 | 30 | Fixed internal architectural signage systems | Construction Costs (CC) | Architectural works ¦ Non-structural works | Fittings and sundries |  | 2 | 04 | 050 | 000 | 2.04.050
Ss_40_10_40_30 | 40 | 10 | 40 | 30 | Fixed internal architectural signage systems | Renewal Costs (RC) | Architectural works ¦ Non-structural works | Fittings and sundries |  | 3 | 04 | 050 | 000 | 3.04.050
Ss_40_10_40_30 | 40 | 10 | 40 | 30 | Fixed internal architectural signage systems | Maintenance Costs (MC) | Architectural works ¦ Non-structural works | Fittings and sundries |  | 5 | 04 | 050 | 000 | 5.04.050
Ss_40_10_40_32 | 40 | 10 | 40 | 32 | Free-standing internal architectural signage systems | Construction Costs (CC) | Architectural works ¦ Non-structural works | Fittings and sundries |  | 2 | 04 | 050 | 000 | 2.04.050
Ss_40_10_40_32 | 40 | 10 | 40 | 32 | Free-standing internal architectural signage systems | Renewal Costs (RC) | Architectural works ¦ Non-structural works | Fittings and sundries |  | 3 | 04 | 050 | 000 | 3.04.050
Ss_40_10_40_32 | 40 | 10 | 40 | 32 | Free-standing internal architectural signage systems | Maintenance Costs (MC) | Architectural works ¦ Non-structural works | Fittings and sundries |  | 5 | 04 | 050 | 000 | 5.04.050
Ss_40_10_50 | 40 | 10 | 50 |  | Information signage systems | Construction Costs (CC) | Architectural works ¦ Non-structural works | Fittings and sundries |  | 2 | 04 | 050 | 000 | 2.04.050
Ss_40_10_50 | 40 | 10 | 50 |  | Information signage systems | Renewal Costs (RC) | Architectural works ¦ Non-structural works | Fittings and sundries |  | 3 | 04 | 050 | 000 | 3.04.050
Ss_40_10_50 | 40 | 10 | 50 |  | Information signage systems | Maintenance Costs (MC) | Architectural works ¦ Non-structural works | Fittings and sundries |  | 5 | 04 | 050 | 000 | 5.04.050
Ss_40_10_50_03 | 40 | 10 | 50 | 03 | Advertising signage systems | Construction Costs (CC) | Architectural works ¦ Non-structural works | Fittings and sundries |  | 2 | 04 | 050 | 000 | 2.04.050
Ss_40_10_50_03 | 40 | 10 | 50 | 03 | Advertising signage systems | Renewal Costs (RC) | Architectural works ¦ Non-structural works | Fittings and sundries |  | 3 | 04 | 050 | 000 | 3.04.050
Ss_40_10_50_03 | 40 | 10 | 50 | 03 | Advertising signage systems | Maintenance Costs (MC) | Architectural works ¦ Non-structural works | Fittings and sundries |  | 5 | 04 | 050 | 000 | 5.04.050
Ss_40_10_50_05 | 40 | 10 | 50 | 05 | Advisory signage systems | Construction Costs (CC) | Architectural works ¦ Non-structural works | Fittings and sundries |  | 2 | 04 | 050 | 000 | 2.04.050
Ss_40_10_50_05 | 40 | 10 | 50 | 05 | Advisory signage systems | Renewal Costs (RC) | Architectural works ¦ Non-structural works | Fittings and sundries |  | 3 | 04 | 050 | 000 | 3.04.050
Ss_40_10_50_05 | 40 | 10 | 50 | 05 | Advisory signage systems | Maintenance Costs (MC) | Architectural works ¦ Non-structural works | Fittings and sundries |  | 5 | 04 | 050 | 000 | 5.04.050
Ss_40_10_50_22 | 40 | 10 | 50 | 22 | Descriptive signage systems | Construction Costs (CC) | Architectural works ¦ Non-structural works | Fittings and sundries |  | 2 | 04 | 050 | 000 | 2.04.050
Ss_40_10_50_22 | 40 | 10 | 50 | 22 | Descriptive signage systems | Renewal Costs (RC) | Architectural works ¦ Non-structural works | Fittings and sundries |  | 3 | 04 | 050 | 000 | 3.04.050
Ss_40_10_50_22 | 40 | 10 | 50 | 22 | Descriptive signage systems | Maintenance Costs (MC) | Architectural works ¦ Non-structural works | Fittings and sundries |  | 5 | 04 | 050 | 000 | 5.04.050
Ss_40_10_50_24 | 40 | 10 | 50 | 24 | Directory signage systems | Construction Costs (CC) | Architectural works ¦ Non-structural works | Fittings and sundries |  | 2 | 04 | 050 | 000 | 2.04.050
Ss_40_10_50_24 | 40 | 10 | 50 | 24 | Directory signage systems | Renewal Costs (RC) | Architectural works ¦ Non-structural works | Fittings and sundries |  | 3 | 04 | 050 | 000 | 3.04.050
Ss_40_10_50_24 | 40 | 10 | 50 | 24 | Directory signage systems | Maintenance Costs (MC) | Architectural works ¦ Non-structural works | Fittings and sundries |  | 5 | 04 | 050 | 000 | 5.04.050
Ss_40_10_50_42 | 40 | 10 | 50 | 42 | Interpretive signage systems | Construction Costs (CC) | Architectural works ¦ Non-structural works | Fittings and sundries |  | 2 | 04 | 050 | 000 | 2.04.050
Ss_40_10_50_42 | 40 | 10 | 50 | 42 | Interpretive signage systems | Renewal Costs (RC) | Architectural works ¦ Non-structural works | Fittings and sundries |  | 3 | 04 | 050 | 000 | 3.04.050
Ss_40_10_50_42 | 40 | 10 | 50 | 42 | Interpretive signage systems | Maintenance Costs (MC) | Architectural works ¦ Non-structural works | Fittings and sundries |  | 5 | 04 | 050 | 000 | 5.04.050
Ss_40_10_90 | 40 | 10 | 90 |  | Traffic signage and marking systems | Construction Costs (CC) | Architectural works ¦ Non-structural works | Fittings and sundries |  | 2 | 04 | 050 | 000 | 2.04.050
Ss_40_10_90 | 40 | 10 | 90 |  | Traffic signage and marking systems | Renewal Costs (RC) | Architectural works ¦ Non-structural works | Fittings and sundries |  | 3 | 04 | 050 | 000 | 3.04.050
Ss_40_10_90 | 40 | 10 | 90 |  | Traffic signage and marking systems | Maintenance Costs (MC) | Architectural works ¦ Non-structural works | Fittings and sundries |  | 5 | 04 | 050 | 000 | 5.04.050
Ss_40_10_90_03 | 40 | 10 | 90 | 03 | Air traffic signage systems | Construction Costs (CC) | Architectural works ¦ Non-structural works | Fittings and sundries |  | 2 | 04 | 050 | 000 | 2.04.050
Ss_40_10_90_03 | 40 | 10 | 90 | 03 | Air traffic signage systems | Renewal Costs (RC) | Architectural works ¦ Non-structural works | Fittings and sundries |  | 3 | 04 | 050 | 000 | 3.04.050
Ss_40_10_90_03 | 40 | 10 | 90 | 03 | Air traffic signage systems | Maintenance Costs (MC) | Architectural works ¦ Non-structural works | Fittings and sundries |  | 5 | 04 | 050 | 000 | 5.04.050
Ss_40_10_90_18 | 40 | 10 | 90 | 18 | Crossing road marking systems | Construction Costs (CC) | Architectural works ¦ Non-structural works | Fittings and sundries |  | 2 | 04 | 050 | 000 | 2.04.050
Ss_40_10_90_18 | 40 | 10 | 90 | 18 | Crossing road marking systems | Renewal Costs (RC) | Architectural works ¦ Non-structural works | Fittings and sundries |  | 3 | 04 | 050 | 000 | 3.04.050
Ss_40_10_90_18 | 40 | 10 | 90 | 18 | Crossing road marking systems | Maintenance Costs (MC) | Architectural works ¦ Non-structural works | Fittings and sundries |  | 5 | 04 | 050 | 000 | 5.04.050
Ss_40_10_90_20 | 40 | 10 | 90 | 20 | Cycle traffic signage systems | Construction Costs (CC) | Architectural works ¦ Non-structural works | Fittings and sundries |  | 2 | 04 | 050 | 000 | 2.04.050
Ss_40_10_90_20 | 40 | 10 | 90 | 20 | Cycle traffic signage systems | Renewal Costs (RC) | Architectural works ¦ Non-structural works | Fittings and sundries |  | 3 | 04 | 050 | 000 | 3.04.050
Ss_40_10_90_20 | 40 | 10 | 90 | 20 | Cycle traffic signage systems | Maintenance Costs (MC) | Architectural works ¦ Non-structural works | Fittings and sundries |  | 5 | 04 | 050 | 000 | 5.04.050
Ss_40_10_90_23 | 40 | 10 | 90 | 23 | Diagrammatic road marking systems | Construction Costs (CC) | Architectural works ¦ Non-structural works | Fittings and sundries |  | 2 | 04 | 050 | 000 | 2.04.050
Ss_40_10_90_23 | 40 | 10 | 90 | 23 | Diagrammatic road marking systems | Renewal Costs (RC) | Architectural works ¦ Non-structural works | Fittings and sundries |  | 3 | 04 | 050 | 000 | 3.04.050
Ss_40_10_90_23 | 40 | 10 | 90 | 23 | Diagrammatic road marking systems | Maintenance Costs (MC) | Architectural works ¦ Non-structural works | Fittings and sundries |  | 5 | 04 | 050 | 000 | 5.04.050
Ss_40_10_90_36 | 40 | 10 | 90 | 36 | Hatched road marking systems | Construction Costs (CC) | Architectural works ¦ Non-structural works | Fittings and sundries |  | 2 | 04 | 050 | 000 | 2.04.050
Ss_40_10_90_36 | 40 | 10 | 90 | 36 | Hatched road marking systems | Renewal Costs (RC) | Architectural works ¦ Non-structural works | Fittings and sundries |  | 3 | 04 | 050 | 000 | 3.04.050
Ss_40_10_90_36 | 40 | 10 | 90 | 36 | Hatched road marking systems | Maintenance Costs (MC) | Architectural works ¦ Non-structural works | Fittings and sundries |  | 5 | 04 | 050 | 000 | 5.04.050
Ss_40_10_90_50 | 40 | 10 | 90 | 50 | Marine traffic signage systems | Construction Costs (CC) | Architectural works ¦ Non-structural works | Fittings and sundries |  | 2 | 04 | 050 | 000 | 2.04.050
Ss_40_10_90_50 | 40 | 10 | 90 | 50 | Marine traffic signage systems | Renewal Costs (RC) | Architectural works ¦ Non-structural works | Fittings and sundries |  | 3 | 04 | 050 | 000 | 3.04.050
Ss_40_10_90_50 | 40 | 10 | 90 | 50 | Marine traffic signage systems | Maintenance Costs (MC) | Architectural works ¦ Non-structural works | Fittings and sundries |  | 5 | 04 | 050 | 000 | 5.04.050
Ss_40_10_90_70 | 40 | 10 | 90 | 70 | Rail traffic signage systems | Construction Costs (CC) | Architectural works ¦ Non-structural works | Fittings and sundries |  | 2 | 04 | 050 | 000 | 2.04.050
Ss_40_10_90_70 | 40 | 10 | 90 | 70 | Rail traffic signage systems | Renewal Costs (RC) | Architectural works ¦ Non-structural works | Fittings and sundries |  | 3 | 04 | 050 | 000 | 3.04.050
Ss_40_10_90_70 | 40 | 10 | 90 | 70 | Rail traffic signage systems | Maintenance Costs (MC) | Architectural works ¦ Non-structural works | Fittings and sundries |  | 5 | 04 | 050 | 000 | 5.04.050
Ss_40_10_90_72 | 40 | 10 | 90 | 72 | Road traffic signage systems | Construction Costs (CC) | Architectural works ¦ Non-structural works | Fittings and sundries |  | 2 | 04 | 050 | 000 | 2.04.050
Ss_40_10_90_72 | 40 | 10 | 90 | 72 | Road traffic signage systems | Renewal Costs (RC) | Architectural works ¦ Non-structural works | Fittings and sundries |  | 3 | 04 | 050 | 000 | 3.04.050
Ss_40_10_90_72 | 40 | 10 | 90 | 72 | Road traffic signage systems | Maintenance Costs (MC) | Architectural works ¦ Non-structural works | Fittings and sundries |  | 5 | 04 | 050 | 000 | 5.04.050
Ss_40_15 | 40 | 15 |  |  | General fittings, furnishings and equipment (FF&E) systems | Construction Costs (CC) | Architectural works ¦ Non-structural works | Fittings and sundries |  | 2 | 04 | 050 | 000 | 2.04.050
Ss_40_15 | 40 | 15 |  |  | General fittings, furnishings and equipment (FF&E) systems | Renewal Costs (RC) | Architectural works ¦ Non-structural works | Fittings and sundries |  | 3 | 04 | 050 | 000 | 3.04.050
Ss_40_15 | 40 | 15 |  |  | General fittings, furnishings and equipment (FF&E) systems | Maintenance Costs (MC) | Architectural works ¦ Non-structural works | Fittings and sundries |  | 5 | 04 | 050 | 000 | 5.04.050
Ss_40_15_25 | 40 | 15 | 25 |  | Catering FF&E systems | Construction Costs (CC) | Architectural works ¦ Non-structural works | Fittings and sundries |  | 2 | 04 | 050 | 000 | 2.04.050
Ss_40_15_25 | 40 | 15 | 25 |  | Catering FF&E systems | Renewal Costs (RC) | Architectural works ¦ Non-structural works | Fittings and sundries |  | 3 | 04 | 050 | 000 | 3.04.050
Ss_40_15_25 | 40 | 15 | 25 |  | Catering FF&E systems | Maintenance Costs (MC) | Architectural works ¦ Non-structural works | Fittings and sundries |  | 5 | 04 | 050 | 000 | 5.04.050
Ss_40_15_25_15 | 40 | 15 | 25 | 15 | Commercial catering FF&E systems | Construction Costs (CC) | Architectural works ¦ Non-structural works | Fittings and sundries |  | 2 | 04 | 050 | 000 | 2.04.050
Ss_40_15_25_15 | 40 | 15 | 25 | 15 | Commercial catering FF&E systems | Renewal Costs (RC) | Architectural works ¦ Non-structural works | Fittings and sundries |  | 3 | 04 | 050 | 000 | 3.04.050
Ss_40_15_25_15 | 40 | 15 | 25 | 15 | Commercial catering FF&E systems | Maintenance Costs (MC) | Architectural works ¦ Non-structural works | Fittings and sundries |  | 5 | 04 | 050 | 000 | 5.04.050
Ss_40_15_25_20 | 40 | 15 | 25 | 20 | Domestic catering FF&E systems | Construction Costs (CC) | Architectural works ¦ Non-structural works | Fittings and sundries |  | 2 | 04 | 050 | 000 | 2.04.050
Ss_40_15_25_20 | 40 | 15 | 25 | 20 | Domestic catering FF&E systems | Renewal Costs (RC) | Architectural works ¦ Non-structural works | Fittings and sundries |  | 3 | 04 | 050 | 000 | 3.04.050
Ss_40_15_25_20 | 40 | 15 | 25 | 20 | Domestic catering FF&E systems | Maintenance Costs (MC) | Architectural works ¦ Non-structural works | Fittings and sundries |  | 5 | 04 | 050 | 000 | 5.04.050
Ss_40_15_35 | 40 | 15 | 35 |  | General and joinery FF&E systems | Construction Costs (CC) | Architectural works ¦ Non-structural works | Fittings and sundries |  | 2 | 04 | 050 | 000 | 2.04.050
Ss_40_15_35 | 40 | 15 | 35 |  | General and joinery FF&E systems | Renewal Costs (RC) | Architectural works ¦ Non-structural works | Fittings and sundries |  | 3 | 04 | 050 | 000 | 3.04.050
Ss_40_15_35 | 40 | 15 | 35 |  | General and joinery FF&E systems | Maintenance Costs (MC) | Architectural works ¦ Non-structural works | Fittings and sundries |  | 5 | 04 | 050 | 000 | 5.04.050
Ss_40_15_35_35 | 40 | 15 | 35 | 35 | General FF&E systems | Construction Costs (CC) | Architectural works ¦ Non-structural works | Fittings and sundries |  | 2 | 04 | 050 | 000 | 2.04.050
Ss_40_15_35_35 | 40 | 15 | 35 | 35 | General FF&E systems | Renewal Costs (RC) | Architectural works ¦ Non-structural works | Fittings and sundries |  | 3 | 04 | 050 | 000 | 3.04.050
Ss_40_15_35_35 | 40 | 15 | 35 | 35 | General FF&E systems | Maintenance Costs (MC) | Architectural works ¦ Non-structural works | Fittings and sundries |  | 5 | 04 | 050 | 000 | 5.04.050
Ss_40_15_35_50 | 40 | 15 | 35 | 50 | Minor joinery systems | Construction Costs (CC) | Architectural works ¦ Non-structural works | Fittings and sundries |  | 2 | 04 | 050 | 000 | 2.04.050
Ss_40_15_35_50 | 40 | 15 | 35 | 50 | Minor joinery systems | Renewal Costs (RC) | Architectural works ¦ Non-structural works | Fittings and sundries |  | 3 | 04 | 050 | 000 | 3.04.050
Ss_40_15_35_50 | 40 | 15 | 35 | 50 | Minor joinery systems | Maintenance Costs (MC) | Architectural works ¦ Non-structural works | Fittings and sundries |  | 5 | 04 | 050 | 000 | 5.04.050
Ss_40_15_46 | 40 | 15 | 46 |  | Laundry FF&E systems | Construction Costs (CC) | Architectural works ¦ Non-structural works | Fittings and sundries |  | 2 | 04 | 050 | 000 | 2.04.050
Ss_40_15_46 | 40 | 15 | 46 |  | Laundry FF&E systems | Renewal Costs (RC) | Architectural works ¦ Non-structural works | Fittings and sundries |  | 3 | 04 | 050 | 000 | 3.04.050
Ss_40_15_46 | 40 | 15 | 46 |  | Laundry FF&E systems | Maintenance Costs (MC) | Architectural works ¦ Non-structural works | Fittings and sundries |  | 5 | 04 | 050 | 000 | 5.04.050
Ss_40_15_46_15 | 40 | 15 | 46 | 15 | Commercial laundry FF&E systems | Construction Costs (CC) | Architectural works ¦ Non-structural works | Fittings and sundries |  | 2 | 04 | 050 | 000 | 2.04.050
Ss_40_15_46_15 | 40 | 15 | 46 | 15 | Commercial laundry FF&E systems | Renewal Costs (RC) | Architectural works ¦ Non-structural works | Fittings and sundries |  | 3 | 04 | 050 | 000 | 3.04.050
Ss_40_15_46_15 | 40 | 15 | 46 | 15 | Commercial laundry FF&E systems | Maintenance Costs (MC) | Architectural works ¦ Non-structural works | Fittings and sundries |  | 5 | 04 | 050 | 000 | 5.04.050
Ss_40_15_46_20 | 40 | 15 | 46 | 20 | Domestic laundry FF&E systems | Construction Costs (CC) | Architectural works ¦ Non-structural works | Fittings and sundries |  | 2 | 04 | 050 | 000 | 2.04.050
Ss_40_15_46_20 | 40 | 15 | 46 | 20 | Domestic laundry FF&E systems | Renewal Costs (RC) | Architectural works ¦ Non-structural works | Fittings and sundries |  | 3 | 04 | 050 | 000 | 3.04.050
Ss_40_15_46_20 | 40 | 15 | 46 | 20 | Domestic laundry FF&E systems | Maintenance Costs (MC) | Architectural works ¦ Non-structural works | Fittings and sundries |  | 5 | 04 | 050 | 000 | 5.04.050
Ss_40_15_75 | 40 | 15 | 75 |  | Sanitary appliance systems | Construction Costs (CC) | Architectural works ¦ Non-structural works | Fittings and sundries |  | 2 | 04 | 050 | 000 | 2.04.050
Ss_40_15_75 | 40 | 15 | 75 |  | Sanitary appliance systems | Renewal Costs (RC) | Architectural works ¦ Non-structural works | Fittings and sundries |  | 3 | 04 | 050 | 000 | 3.04.050
Ss_40_15_75 | 40 | 15 | 75 |  | Sanitary appliance systems | Maintenance Costs (MC) | Architectural works ¦ Non-structural works | Fittings and sundries |  | 5 | 04 | 050 | 000 | 5.04.050
Ss_40_15_75_05 | 40 | 15 | 75 | 05 | Bath systems | Construction Costs (CC) | Architectural works ¦ Non-structural works | Fittings and sundries |  | 2 | 04 | 050 | 000 | 2.04.050
Ss_40_15_75_05 | 40 | 15 | 75 | 05 | Bath systems | Renewal Costs (RC) | Architectural works ¦ Non-structural works | Fittings and sundries |  | 3 | 04 | 050 | 000 | 3.04.050
Ss_40_15_75_05 | 40 | 15 | 75 | 05 | Bath systems | Maintenance Costs (MC) | Architectural works ¦ Non-structural works | Fittings and sundries |  | 5 | 04 | 050 | 000 | 5.04.050
Ss_40_15_75_10 | 40 | 15 | 75 | 10 | Bidet systems | Construction Costs (CC) | Architectural works ¦ Non-structural works | Fittings and sundries |  | 2 | 04 | 050 | 000 | 2.04.050
Ss_40_15_75_10 | 40 | 15 | 75 | 10 | Bidet systems | Renewal Costs (RC) | Architectural works ¦ Non-structural works | Fittings and sundries |  | 3 | 04 | 050 | 000 | 3.04.050
Ss_40_15_75_10 | 40 | 15 | 75 | 10 | Bidet systems | Maintenance Costs (MC) | Architectural works ¦ Non-structural works | Fittings and sundries |  | 5 | 04 | 050 | 000 | 5.04.050
Ss_40_15_75_20 | 40 | 15 | 75 | 20 | Disposal unit (slop hopper) systems | Construction Costs (CC) | Architectural works ¦ Non-structural works | Fittings and sundries |  | 2 | 04 | 050 | 000 | 2.04.050
Ss_40_15_75_20 | 40 | 15 | 75 | 20 | Disposal unit (slop hopper) systems | Renewal Costs (RC) | Architectural works ¦ Non-structural works | Fittings and sundries |  | 3 | 04 | 050 | 000 | 3.04.050
Ss_40_15_75_20 | 40 | 15 | 75 | 20 | Disposal unit (slop hopper) systems | Maintenance Costs (MC) | Architectural works ¦ Non-structural works | Fittings and sundries |  | 5 | 04 | 050 | 000 | 5.04.050
Ss_40_15_75_25 | 40 | 15 | 75 | 25 | Drinking fountain systems | Construction Costs (CC) | Architectural works ¦ Non-structural works | Fittings and sundries |  | 2 | 04 | 050 | 000 | 2.04.050
Ss_40_15_75_25 | 40 | 15 | 75 | 25 | Drinking fountain systems | Renewal Costs (RC) | Architectural works ¦ Non-structural works | Fittings and sundries |  | 3 | 04 | 050 | 000 | 3.04.050
Ss_40_15_75_25 | 40 | 15 | 75 | 25 | Drinking fountain systems | Maintenance Costs (MC) | Architectural works ¦ Non-structural works | Fittings and sundries |  | 5 | 04 | 050 | 000 | 5.04.050
Ss_40_15_75_35 | 40 | 15 | 75 | 35 | Health care macerator systems | Construction Costs (CC) | Architectural works ¦ Non-structural works | Fittings and sundries |  | 2 | 04 | 050 | 000 | 2.04.050
Ss_40_15_75_35 | 40 | 15 | 75 | 35 | Health care macerator systems | Renewal Costs (RC) | Architectural works ¦ Non-structural works | Fittings and sundries |  | 3 | 04 | 050 | 000 | 3.04.050
Ss_40_15_75_35 | 40 | 15 | 75 | 35 | Health care macerator systems | Maintenance Costs (MC) | Architectural works ¦ Non-structural works | Fittings and sundries |  | 5 | 04 | 050 | 000 | 5.04.050
Ss_40_15_75_45 | 40 | 15 | 75 | 45 | Janitorial unit systems | Construction Costs (CC) | Architectural works ¦ Non-structural works | Fittings and sundries |  | 2 | 04 | 050 | 000 | 2.04.050
Ss_40_15_75_45 | 40 | 15 | 75 | 45 | Janitorial unit systems | Renewal Costs (RC) | Architectural works ¦ Non-structural works | Fittings and sundries |  | 3 | 04 | 050 | 000 | 3.04.050
Ss_40_15_75_45 | 40 | 15 | 75 | 45 | Janitorial unit systems | Maintenance Costs (MC) | Architectural works ¦ Non-structural works | Fittings and sundries |  | 5 | 04 | 050 | 000 | 5.04.050
Ss_40_15_75_75 | 40 | 15 | 75 | 75 | Sanitary accessory systems | Construction Costs (CC) | Architectural works ¦ Non-structural works | Fittings and sundries |  | 2 | 04 | 050 | 000 | 2.04.050
Ss_40_15_75_75 | 40 | 15 | 75 | 75 | Sanitary accessory systems | Renewal Costs (RC) | Architectural works ¦ Non-structural works | Fittings and sundries |  | 3 | 04 | 050 | 000 | 3.04.050
Ss_40_15_75_75 | 40 | 15 | 75 | 75 | Sanitary accessory systems | Maintenance Costs (MC) | Architectural works ¦ Non-structural works | Fittings and sundries |  | 5 | 04 | 050 | 000 | 5.04.050
Ss_40_15_75_76 | 40 | 15 | 75 | 76 | Sauna package systems | Construction Costs (CC) | Architectural works ¦ Non-structural works | Fittings and sundries |  | 2 | 04 | 050 | 000 | 2.04.050
Ss_40_15_75_76 | 40 | 15 | 75 | 76 | Sauna package systems | Renewal Costs (RC) | Architectural works ¦ Non-structural works | Fittings and sundries |  | 3 | 04 | 050 | 000 | 3.04.050
Ss_40_15_75_76 | 40 | 15 | 75 | 76 | Sauna package systems | Maintenance Costs (MC) | Architectural works ¦ Non-structural works | Fittings and sundries |  | 5 | 04 | 050 | 000 | 5.04.050
Ss_40_15_75_77 | 40 | 15 | 75 | 77 | Scrub-up trough systems | Construction Costs (CC) | Architectural works ¦ Non-structural works | Fittings and sundries |  | 2 | 04 | 050 | 000 | 2.04.050
Ss_40_15_75_77 | 40 | 15 | 75 | 77 | Scrub-up trough systems | Renewal Costs (RC) | Architectural works ¦ Non-structural works | Fittings and sundries |  | 3 | 04 | 050 | 000 | 3.04.050
Ss_40_15_75_77 | 40 | 15 | 75 | 77 | Scrub-up trough systems | Maintenance Costs (MC) | Architectural works ¦ Non-structural works | Fittings and sundries |  | 5 | 04 | 050 | 000 | 5.04.050
Ss_40_15_75_78 | 40 | 15 | 75 | 78 | Shower area systems | Construction Costs (CC) | Architectural works ¦ Non-structural works | Fittings and sundries |  | 2 | 04 | 050 | 000 | 2.04.050
Ss_40_15_75_78 | 40 | 15 | 75 | 78 | Shower area systems | Renewal Costs (RC) | Architectural works ¦ Non-structural works | Fittings and sundries |  | 3 | 04 | 050 | 000 | 3.04.050
Ss_40_15_75_78 | 40 | 15 | 75 | 78 | Shower area systems | Maintenance Costs (MC) | Architectural works ¦ Non-structural works | Fittings and sundries |  | 5 | 04 | 050 | 000 | 5.04.050
Ss_40_15_75_79 | 40 | 15 | 75 | 79 | Shower cubicle systems | Construction Costs (CC) | Architectural works ¦ Non-structural works | Fittings and sundries |  | 2 | 04 | 050 | 000 | 2.04.050
Ss_40_15_75_79 | 40 | 15 | 75 | 79 | Shower cubicle systems | Renewal Costs (RC) | Architectural works ¦ Non-structural works | Fittings and sundries |  | 3 | 04 | 050 | 000 | 3.04.050
Ss_40_15_75_79 | 40 | 15 | 75 | 79 | Shower cubicle systems | Maintenance Costs (MC) | Architectural works ¦ Non-structural works | Fittings and sundries |  | 5 | 04 | 050 | 000 | 5.04.050
Ss_40_15_75_80 | 40 | 15 | 75 | 80 | Sink systems | Construction Costs (CC) | Architectural works ¦ Non-structural works | Fittings and sundries |  | 2 | 04 | 050 | 000 | 2.04.050
Ss_40_15_75_80 | 40 | 15 | 75 | 80 | Sink systems | Renewal Costs (RC) | Architectural works ¦ Non-structural works | Fittings and sundries |  | 3 | 04 | 050 | 000 | 3.04.050
Ss_40_15_75_80 | 40 | 15 | 75 | 80 | Sink systems | Maintenance Costs (MC) | Architectural works ¦ Non-structural works | Fittings and sundries |  | 5 | 04 | 050 | 000 | 5.04.050
Ss_40_15_75_85 | 40 | 15 | 75 | 85 | Steam bath package systems | Construction Costs (CC) | Architectural works ¦ Non-structural works | Fittings and sundries |  | 2 | 04 | 050 | 000 | 2.04.050
Ss_40_15_75_85 | 40 | 15 | 75 | 85 | Steam bath package systems | Renewal Costs (RC) | Architectural works ¦ Non-structural works | Fittings and sundries |  | 3 | 04 | 050 | 000 | 3.04.050
Ss_40_15_75_85 | 40 | 15 | 75 | 85 | Steam bath package systems | Maintenance Costs (MC) | Architectural works ¦ Non-structural works | Fittings and sundries |  | 5 | 04 | 050 | 000 | 5.04.050
Ss_40_15_75_92 | 40 | 15 | 75 | 92 | Urinal systems | Construction Costs (CC) | Architectural works ¦ Non-structural works | Fittings and sundries |  | 2 | 04 | 050 | 000 | 2.04.050
Ss_40_15_75_92 | 40 | 15 | 75 | 92 | Urinal systems | Renewal Costs (RC) | Architectural works ¦ Non-structural works | Fittings and sundries |  | 3 | 04 | 050 | 000 | 3.04.050
Ss_40_15_75_92 | 40 | 15 | 75 | 92 | Urinal systems | Maintenance Costs (MC) | Architectural works ¦ Non-structural works | Fittings and sundries |  | 5 | 04 | 050 | 000 | 5.04.050
Ss_40_15_75_94 | 40 | 15 | 75 | 94 | Wash basin systems | Construction Costs (CC) | Architectural works ¦ Non-structural works | Fittings and sundries |  | 2 | 04 | 050 | 000 | 2.04.050
Ss_40_15_75_94 | 40 | 15 | 75 | 94 | Wash basin systems | Renewal Costs (RC) | Architectural works ¦ Non-structural works | Fittings and sundries |  | 3 | 04 | 050 | 000 | 3.04.050
Ss_40_15_75_94 | 40 | 15 | 75 | 94 | Wash basin systems | Maintenance Costs (MC) | Architectural works ¦ Non-structural works | Fittings and sundries |  | 5 | 04 | 050 | 000 | 5.04.050
Ss_40_15_75_96 | 40 | 15 | 75 | 96 | Wash fountain systems | Construction Costs (CC) | Architectural works ¦ Non-structural works | Fittings and sundries |  | 2 | 04 | 050 | 000 | 2.04.050
Ss_40_15_75_96 | 40 | 15 | 75 | 96 | Wash fountain systems | Renewal Costs (RC) | Architectural works ¦ Non-structural works | Fittings and sundries |  | 3 | 04 | 050 | 000 | 3.04.050
Ss_40_15_75_96 | 40 | 15 | 75 | 96 | Wash fountain systems | Maintenance Costs (MC) | Architectural works ¦ Non-structural works | Fittings and sundries |  | 5 | 04 | 050 | 000 | 5.04.050
Ss_40_15_75_98 | 40 | 15 | 75 | 98 | Wash trough systems | Construction Costs (CC) | Architectural works ¦ Non-structural works | Fittings and sundries |  | 2 | 04 | 050 | 000 | 2.04.050
Ss_40_15_75_98 | 40 | 15 | 75 | 98 | Wash trough systems | Renewal Costs (RC) | Architectural works ¦ Non-structural works | Fittings and sundries |  | 3 | 04 | 050 | 000 | 3.04.050
Ss_40_15_75_98 | 40 | 15 | 75 | 98 | Wash trough systems | Maintenance Costs (MC) | Architectural works ¦ Non-structural works | Fittings and sundries |  | 5 | 04 | 050 | 000 | 5.04.050
Ss_40_15_77 | 40 | 15 | 77 |  | Sauna FF&E systems | Construction Costs (CC) | Architectural works ¦ Non-structural works | Fittings and sundries |  | 2 | 04 | 050 | 000 | 2.04.050
Ss_40_15_77 | 40 | 15 | 77 |  | Sauna FF&E systems | Renewal Costs (RC) | Architectural works ¦ Non-structural works | Fittings and sundries |  | 3 | 04 | 050 | 000 | 3.04.050
Ss_40_15_77 | 40 | 15 | 77 |  | Sauna FF&E systems | Maintenance Costs (MC) | Architectural works ¦ Non-structural works | Fittings and sundries |  | 5 | 04 | 050 | 000 | 5.04.050
Ss_40_15_90 | 40 | 15 | 90 |  | Toilet systems | Construction Costs (CC) | Architectural works ¦ Non-structural works | Fittings and sundries |  | 2 | 04 | 050 | 000 | 2.04.050
Ss_40_15_90 | 40 | 15 | 90 |  | Toilet systems | Renewal Costs (RC) | Architectural works ¦ Non-structural works | Fittings and sundries |  | 3 | 04 | 050 | 000 | 3.04.050
Ss_40_15_90 | 40 | 15 | 90 |  | Toilet systems | Maintenance Costs (MC) | Architectural works ¦ Non-structural works | Fittings and sundries |  | 5 | 04 | 050 | 000 | 5.04.050
Ss_40_15_90_05 | 40 | 15 | 90 | 05 | Accessible WC package systems | Construction Costs (CC) | Architectural works ¦ Non-structural works | Fittings and sundries |  | 2 | 04 | 050 | 000 | 2.04.050
Ss_40_15_90_05 | 40 | 15 | 90 | 05 | Accessible WC package systems | Renewal Costs (RC) | Architectural works ¦ Non-structural works | Fittings and sundries |  | 3 | 04 | 050 | 000 | 3.04.050
Ss_40_15_90_05 | 40 | 15 | 90 | 05 | Accessible WC package systems | Maintenance Costs (MC) | Architectural works ¦ Non-structural works | Fittings and sundries |  | 5 | 04 | 050 | 000 | 5.04.050
Ss_40_15_90_85 | 40 | 15 | 90 | 85 | Squatting WC systems | Construction Costs (CC) | Architectural works ¦ Non-structural works | Fittings and sundries |  | 2 | 04 | 050 | 000 | 2.04.050
Ss_40_15_90_85 | 40 | 15 | 90 | 85 | Squatting WC systems | Renewal Costs (RC) | Architectural works ¦ Non-structural works | Fittings and sundries |  | 3 | 04 | 050 | 000 | 3.04.050
Ss_40_15_90_85 | 40 | 15 | 90 | 85 | Squatting WC systems | Maintenance Costs (MC) | Architectural works ¦ Non-structural works | Fittings and sundries |  | 5 | 04 | 050 | 000 | 5.04.050
Ss_40_15_90_95 | 40 | 15 | 90 | 95 | Waterless toilet systems | Construction Costs (CC) | Architectural works ¦ Non-structural works | Fittings and sundries |  | 2 | 04 | 050 | 000 | 2.04.050
Ss_40_15_90_95 | 40 | 15 | 90 | 95 | Waterless toilet systems | Renewal Costs (RC) | Architectural works ¦ Non-structural works | Fittings and sundries |  | 3 | 04 | 050 | 000 | 3.04.050
Ss_40_15_90_95 | 40 | 15 | 90 | 95 | Waterless toilet systems | Maintenance Costs (MC) | Architectural works ¦ Non-structural works | Fittings and sundries |  | 5 | 04 | 050 | 000 | 5.04.050
Ss_40_15_90_96 | 40 | 15 | 90 | 96 | WC and wash basin combination systems | Construction Costs (CC) | Architectural works ¦ Non-structural works | Fittings and sundries |  | 2 | 04 | 050 | 000 | 2.04.050
Ss_40_15_90_96 | 40 | 15 | 90 | 96 | WC and wash basin combination systems | Renewal Costs (RC) | Architectural works ¦ Non-structural works | Fittings and sundries |  | 3 | 04 | 050 | 000 | 3.04.050
Ss_40_15_90_96 | 40 | 15 | 90 | 96 | WC and wash basin combination systems | Maintenance Costs (MC) | Architectural works ¦ Non-structural works | Fittings and sundries |  | 5 | 04 | 050 | 000 | 5.04.050
Ss_40_15_90_97 | 40 | 15 | 90 | 97 | WC systems | Construction Costs (CC) | Architectural works ¦ Non-structural works | Fittings and sundries |  | 2 | 04 | 050 | 000 | 2.04.050
Ss_40_15_90_97 | 40 | 15 | 90 | 97 | WC systems | Renewal Costs (RC) | Architectural works ¦ Non-structural works | Fittings and sundries |  | 3 | 04 | 050 | 000 | 3.04.050
Ss_40_15_90_97 | 40 | 15 | 90 | 97 | WC systems | Maintenance Costs (MC) | Architectural works ¦ Non-structural works | Fittings and sundries |  | 5 | 04 | 050 | 000 | 5.04.050
Ss_40_15_90_98 | 40 | 15 | 90 | 98 | WC wash and dry combination systems | Construction Costs (CC) | Architectural works ¦ Non-structural works | Fittings and sundries |  | 2 | 04 | 050 | 000 | 2.04.050
Ss_40_15_90_98 | 40 | 15 | 90 | 98 | WC wash and dry combination systems | Renewal Costs (RC) | Architectural works ¦ Non-structural works | Fittings and sundries |  | 3 | 04 | 050 | 000 | 3.04.050
Ss_40_15_90_98 | 40 | 15 | 90 | 98 | WC wash and dry combination systems | Maintenance Costs (MC) | Architectural works ¦ Non-structural works | Fittings and sundries |  | 5 | 04 | 050 | 000 | 5.04.050
Ss_40_20 | 40 | 20 |  |  | Administrative, commercial and protective service FF&E systems | Construction Costs (CC) | Architectural works ¦ Non-structural works | Fittings and sundries |  | 2 | 04 | 050 | 000 | 2.04.050
Ss_40_20 | 40 | 20 |  |  | Administrative, commercial and protective service FF&E systems | Renewal Costs (RC) | Architectural works ¦ Non-structural works | Fittings and sundries |  | 3 | 04 | 050 | 000 | 3.04.050
Ss_40_20 | 40 | 20 |  |  | Administrative, commercial and protective service FF&E systems | Maintenance Costs (MC) | Architectural works ¦ Non-structural works | Fittings and sundries |  | 5 | 04 | 050 | 000 | 5.04.050
Ss_40_20_01 | 40 | 20 | 01 |  | Administrative FF&E systems | Construction Costs (CC) | Architectural works ¦ Non-structural works | Fittings and sundries |  | 2 | 04 | 050 | 000 | 2.04.050
Ss_40_20_01 | 40 | 20 | 01 |  | Administrative FF&E systems | Renewal Costs (RC) | Architectural works ¦ Non-structural works | Fittings and sundries |  | 3 | 04 | 050 | 000 | 3.04.050
Ss_40_20_01 | 40 | 20 | 01 |  | Administrative FF&E systems | Maintenance Costs (MC) | Architectural works ¦ Non-structural works | Fittings and sundries |  | 5 | 04 | 050 | 000 | 5.04.050
Ss_40_20_01_27 | 40 | 20 | 01 | 27 | Embassy FF&E systems | Construction Costs (CC) | Architectural works ¦ Non-structural works | Fittings and sundries |  | 2 | 04 | 050 | 000 | 2.04.050
Ss_40_20_01_27 | 40 | 20 | 01 | 27 | Embassy FF&E systems | Renewal Costs (RC) | Architectural works ¦ Non-structural works | Fittings and sundries |  | 3 | 04 | 050 | 000 | 3.04.050
Ss_40_20_01_27 | 40 | 20 | 01 | 27 | Embassy FF&E systems | Maintenance Costs (MC) | Architectural works ¦ Non-structural works | Fittings and sundries |  | 5 | 04 | 050 | 000 | 5.04.050
Ss_40_20_01_60 | 40 | 20 | 01 | 60 | Office FF&E systems | Construction Costs (CC) | Architectural works ¦ Non-structural works | Fittings and sundries |  | 2 | 04 | 050 | 000 | 2.04.050
Ss_40_20_01_60 | 40 | 20 | 01 | 60 | Office FF&E systems | Renewal Costs (RC) | Architectural works ¦ Non-structural works | Fittings and sundries |  | 3 | 04 | 050 | 000 | 3.04.050
Ss_40_20_01_60 | 40 | 20 | 01 | 60 | Office FF&E systems | Maintenance Costs (MC) | Architectural works ¦ Non-structural works | Fittings and sundries |  | 5 | 04 | 050 | 000 | 5.04.050
Ss_40_20_01_71 | 40 | 20 | 01 | 71 | Reception FF&E systems | Construction Costs (CC) | Architectural works ¦ Non-structural works | Fittings and sundries |  | 2 | 04 | 050 | 000 | 2.04.050
Ss_40_20_01_71 | 40 | 20 | 01 | 71 | Reception FF&E systems | Renewal Costs (RC) | Architectural works ¦ Non-structural works | Fittings and sundries |  | 3 | 04 | 050 | 000 | 3.04.050
Ss_40_20_01_71 | 40 | 20 | 01 | 71 | Reception FF&E systems | Maintenance Costs (MC) | Architectural works ¦ Non-structural works | Fittings and sundries |  | 5 | 04 | 050 | 000 | 5.04.050
Ss_40_20_15 | 40 | 20 | 15 |  | Commercial FF&E systems | Construction Costs (CC) | Architectural works ¦ Non-structural works | Fittings and sundries |  | 2 | 04 | 050 | 000 | 2.04.050
Ss_40_20_15 | 40 | 20 | 15 |  | Commercial FF&E systems | Renewal Costs (RC) | Architectural works ¦ Non-structural works | Fittings and sundries |  | 3 | 04 | 050 | 000 | 3.04.050
Ss_40_20_15 | 40 | 20 | 15 |  | Commercial FF&E systems | Maintenance Costs (MC) | Architectural works ¦ Non-structural works | Fittings and sundries |  | 5 | 04 | 050 | 000 | 5.04.050
Ss_40_20_15_71 | 40 | 20 | 15 | 71 | Retail FF&E systems | Construction Costs (CC) | Architectural works ¦ Non-structural works | Fittings and sundries |  | 2 | 04 | 050 | 000 | 2.04.050
Ss_40_20_15_71 | 40 | 20 | 15 | 71 | Retail FF&E systems | Renewal Costs (RC) | Architectural works ¦ Non-structural works | Fittings and sundries |  | 3 | 04 | 050 | 000 | 3.04.050
Ss_40_20_15_71 | 40 | 20 | 15 | 71 | Retail FF&E systems | Maintenance Costs (MC) | Architectural works ¦ Non-structural works | Fittings and sundries |  | 5 | 04 | 050 | 000 | 5.04.050
Ss_40_20_15_89 | 40 | 20 | 15 | 89 | Trading floor FF&E systems | Construction Costs (CC) | Architectural works ¦ Non-structural works | Fittings and sundries |  | 2 | 04 | 050 | 000 | 2.04.050
Ss_40_20_15_89 | 40 | 20 | 15 | 89 | Trading floor FF&E systems | Renewal Costs (RC) | Architectural works ¦ Non-structural works | Fittings and sundries |  | 3 | 04 | 050 | 000 | 3.04.050
Ss_40_20_15_89 | 40 | 20 | 15 | 89 | Trading floor FF&E systems | Maintenance Costs (MC) | Architectural works ¦ Non-structural works | Fittings and sundries |  | 5 | 04 | 050 | 000 | 5.04.050
Ss_40_20_30 | 40 | 20 | 30 |  | External public realm FF&E systems | Construction Costs (CC) | Architectural works ¦ Non-structural works | Fittings and sundries |  | 2 | 04 | 050 | 000 | 2.04.050
Ss_40_20_30 | 40 | 20 | 30 |  | External public realm FF&E systems | Renewal Costs (RC) | Architectural works ¦ Non-structural works | Fittings and sundries |  | 3 | 04 | 050 | 000 | 3.04.050
Ss_40_20_30 | 40 | 20 | 30 |  | External public realm FF&E systems | Maintenance Costs (MC) | Architectural works ¦ Non-structural works | Fittings and sundries |  | 5 | 04 | 050 | 000 | 5.04.050
Ss_40_20_30_01 | 40 | 20 | 30 | 01 | Acceptance and dispensing systems | Construction Costs (CC) | Architectural works ¦ Non-structural works | Fittings and sundries |  | 2 | 04 | 050 | 000 | 2.04.050
Ss_40_20_30_01 | 40 | 20 | 30 | 01 | Acceptance and dispensing systems | Renewal Costs (RC) | Architectural works ¦ Non-structural works | Fittings and sundries |  | 3 | 04 | 050 | 000 | 3.04.050
Ss_40_20_30_01 | 40 | 20 | 30 | 01 | Acceptance and dispensing systems | Maintenance Costs (MC) | Architectural works ¦ Non-structural works | Fittings and sundries |  | 5 | 04 | 050 | 000 | 5.04.050
Ss_40_20_30_20 | 40 | 20 | 30 | 20 | Cycle parking equipment systems | Construction Costs (CC) | Architectural works ¦ Non-structural works | Fittings and sundries |  | 2 | 04 | 050 | 000 | 2.04.050
Ss_40_20_30_20 | 40 | 20 | 30 | 20 | Cycle parking equipment systems | Renewal Costs (RC) | Architectural works ¦ Non-structural works | Fittings and sundries |  | 3 | 04 | 050 | 000 | 3.04.050
Ss_40_20_30_20 | 40 | 20 | 30 | 20 | Cycle parking equipment systems | Maintenance Costs (MC) | Architectural works ¦ Non-structural works | Fittings and sundries |  | 5 | 04 | 050 | 000 | 5.04.050
Ss_40_20_30_28 | 40 | 20 | 30 | 28 | External furniture systems | Construction Costs (CC) | Architectural works ¦ Non-structural works | Fittings and sundries |  | 2 | 04 | 050 | 000 | 2.04.050
Ss_40_20_30_28 | 40 | 20 | 30 | 28 | External furniture systems | Renewal Costs (RC) | Architectural works ¦ Non-structural works | Fittings and sundries |  | 3 | 04 | 050 | 000 | 3.04.050
Ss_40_20_30_28 | 40 | 20 | 30 | 28 | External furniture systems | Maintenance Costs (MC) | Architectural works ¦ Non-structural works | Fittings and sundries |  | 5 | 04 | 050 | 000 | 5.04.050
Ss_40_20_30_30 | 40 | 20 | 30 | 30 | Fixed bin systems | Construction Costs (CC) | Architectural works ¦ Non-structural works | Fittings and sundries |  | 2 | 04 | 050 | 000 | 2.04.050
Ss_40_20_30_30 | 40 | 20 | 30 | 30 | Fixed bin systems | Renewal Costs (RC) | Architectural works ¦ Non-structural works | Fittings and sundries |  | 3 | 04 | 050 | 000 | 3.04.050
Ss_40_20_30_30 | 40 | 20 | 30 | 30 | Fixed bin systems | Maintenance Costs (MC) | Architectural works ¦ Non-structural works | Fittings and sundries |  | 5 | 04 | 050 | 000 | 5.04.050
Ss_40_20_30_65 | 40 | 20 | 30 | 65 | Playground equipment systems | Construction Costs (CC) | Architectural works ¦ Non-structural works | Fittings and sundries |  | 2 | 04 | 050 | 000 | 2.04.050
Ss_40_20_30_65 | 40 | 20 | 30 | 65 | Playground equipment systems | Renewal Costs (RC) | Architectural works ¦ Non-structural works | Fittings and sundries |  | 3 | 04 | 050 | 000 | 3.04.050
Ss_40_20_30_65 | 40 | 20 | 30 | 65 | Playground equipment systems | Maintenance Costs (MC) | Architectural works ¦ Non-structural works | Fittings and sundries |  | 5 | 04 | 050 | 000 | 5.04.050
Ss_40_20_65 | 40 | 20 | 65 |  | Protective service FF&E systems | Construction Costs (CC) | Architectural works ¦ Non-structural works | Fittings and sundries |  | 2 | 04 | 050 | 000 | 2.04.050
Ss_40_20_65 | 40 | 20 | 65 |  | Protective service FF&E systems | Renewal Costs (RC) | Architectural works ¦ Non-structural works | Fittings and sundries |  | 3 | 04 | 050 | 000 | 3.04.050
Ss_40_20_65 | 40 | 20 | 65 |  | Protective service FF&E systems | Maintenance Costs (MC) | Architectural works ¦ Non-structural works | Fittings and sundries |  | 5 | 04 | 050 | 000 | 5.04.050
Ss_40_20_65_22 | 40 | 20 | 65 | 22 | Detention FF&E systems | Construction Costs (CC) | Architectural works ¦ Non-structural works | Fittings and sundries |  | 2 | 04 | 050 | 000 | 2.04.050
Ss_40_20_65_22 | 40 | 20 | 65 | 22 | Detention FF&E systems | Renewal Costs (RC) | Architectural works ¦ Non-structural works | Fittings and sundries |  | 3 | 04 | 050 | 000 | 3.04.050
Ss_40_20_65_22 | 40 | 20 | 65 | 22 | Detention FF&E systems | Maintenance Costs (MC) | Architectural works ¦ Non-structural works | Fittings and sundries |  | 5 | 04 | 050 | 000 | 5.04.050
Ss_40_20_65_25 | 40 | 20 | 65 | 25 | Emergency shelter FF&E systems | Construction Costs (CC) | Architectural works ¦ Non-structural works | Fittings and sundries |  | 2 | 04 | 050 | 000 | 2.04.050
Ss_40_20_65_25 | 40 | 20 | 65 | 25 | Emergency shelter FF&E systems | Renewal Costs (RC) | Architectural works ¦ Non-structural works | Fittings and sundries |  | 3 | 04 | 050 | 000 | 3.04.050
Ss_40_20_65_25 | 40 | 20 | 65 | 25 | Emergency shelter FF&E systems | Maintenance Costs (MC) | Architectural works ¦ Non-structural works | Fittings and sundries |  | 5 | 04 | 050 | 000 | 5.04.050
Ss_40_20_65_46 | 40 | 20 | 65 | 46 | Law court FF&E systems | Construction Costs (CC) | Architectural works ¦ Non-structural works | Fittings and sundries |  | 2 | 04 | 050 | 000 | 2.04.050
Ss_40_20_65_46 | 40 | 20 | 65 | 46 | Law court FF&E systems | Renewal Costs (RC) | Architectural works ¦ Non-structural works | Fittings and sundries |  | 3 | 04 | 050 | 000 | 3.04.050
Ss_40_20_65_46 | 40 | 20 | 65 | 46 | Law court FF&E systems | Maintenance Costs (MC) | Architectural works ¦ Non-structural works | Fittings and sundries |  | 5 | 04 | 050 | 000 | 5.04.050
Ss_40_25 | 40 | 25 |  |  | Cultural, educational, scientific and information FF&E systems | Construction Costs (CC) | Architectural works ¦ Non-structural works | Fittings and sundries |  | 2 | 04 | 050 | 000 | 2.04.050
Ss_40_25 | 40 | 25 |  |  | Cultural, educational, scientific and information FF&E systems | Renewal Costs (RC) | Architectural works ¦ Non-structural works | Fittings and sundries |  | 3 | 04 | 050 | 000 | 3.04.050
Ss_40_25 | 40 | 25 |  |  | Cultural, educational, scientific and information FF&E systems | Maintenance Costs (MC) | Architectural works ¦ Non-structural works | Fittings and sundries |  | 5 | 04 | 050 | 000 | 5.04.050
Ss_40_25_20 | 40 | 25 | 20 |  | Cultural FF&E systems | Construction Costs (CC) | Architectural works ¦ Non-structural works | Fittings and sundries |  | 2 | 04 | 050 | 000 | 2.04.050
Ss_40_25_20 | 40 | 25 | 20 |  | Cultural FF&E systems | Renewal Costs (RC) | Architectural works ¦ Non-structural works | Fittings and sundries |  | 3 | 04 | 050 | 000 | 3.04.050
Ss_40_25_20 | 40 | 25 | 20 |  | Cultural FF&E systems | Maintenance Costs (MC) | Architectural works ¦ Non-structural works | Fittings and sundries |  | 5 | 04 | 050 | 000 | 5.04.050
Ss_40_25_20_02 | 40 | 25 | 20 | 02 | Aquarium FF&E systems | Construction Costs (CC) | Architectural works ¦ Non-structural works | Fittings and sundries |  | 2 | 04 | 050 | 000 | 2.04.050
Ss_40_25_20_02 | 40 | 25 | 20 | 02 | Aquarium FF&E systems | Renewal Costs (RC) | Architectural works ¦ Non-structural works | Fittings and sundries |  | 3 | 04 | 050 | 000 | 3.04.050
Ss_40_25_20_02 | 40 | 25 | 20 | 02 | Aquarium FF&E systems | Maintenance Costs (MC) | Architectural works ¦ Non-structural works | Fittings and sundries |  | 5 | 04 | 050 | 000 | 5.04.050
Ss_40_25_20_03 | 40 | 25 | 20 | 03 | Art gallery FF&E systems | Construction Costs (CC) | Architectural works ¦ Non-structural works | Fittings and sundries |  | 2 | 04 | 050 | 000 | 2.04.050
Ss_40_25_20_03 | 40 | 25 | 20 | 03 | Art gallery FF&E systems | Renewal Costs (RC) | Architectural works ¦ Non-structural works | Fittings and sundries |  | 3 | 04 | 050 | 000 | 3.04.050
Ss_40_25_20_03 | 40 | 25 | 20 | 03 | Art gallery FF&E systems | Maintenance Costs (MC) | Architectural works ¦ Non-structural works | Fittings and sundries |  | 5 | 04 | 050 | 000 | 5.04.050
Ss_40_25_20_04 | 40 | 25 | 20 | 04 | Artwork systems | Construction Costs (CC) | Architectural works ¦ Non-structural works | Fittings and sundries |  | 2 | 04 | 050 | 000 | 2.04.050
Ss_40_25_20_04 | 40 | 25 | 20 | 04 | Artwork systems | Renewal Costs (RC) | Architectural works ¦ Non-structural works | Fittings and sundries |  | 3 | 04 | 050 | 000 | 3.04.050
Ss_40_25_20_04 | 40 | 25 | 20 | 04 | Artwork systems | Maintenance Costs (MC) | Architectural works ¦ Non-structural works | Fittings and sundries |  | 5 | 04 | 050 | 000 | 5.04.050
Ss_40_25_20_05 | 40 | 25 | 20 | 05 | Auditorium FF&E systems | Construction Costs (CC) | Architectural works ¦ Non-structural works | Fittings and sundries |  | 2 | 04 | 050 | 000 | 2.04.050
Ss_40_25_20_05 | 40 | 25 | 20 | 05 | Auditorium FF&E systems | Renewal Costs (RC) | Architectural works ¦ Non-structural works | Fittings and sundries |  | 3 | 04 | 050 | 000 | 3.04.050
Ss_40_25_20_05 | 40 | 25 | 20 | 05 | Auditorium FF&E systems | Maintenance Costs (MC) | Architectural works ¦ Non-structural works | Fittings and sundries |  | 5 | 04 | 050 | 000 | 5.04.050
Ss_40_25_20_22 | 40 | 25 | 20 | 22 | Display FF&E systems | Construction Costs (CC) | Architectural works ¦ Non-structural works | Fittings and sundries |  | 2 | 04 | 050 | 000 | 2.04.050
Ss_40_25_20_22 | 40 | 25 | 20 | 22 | Display FF&E systems | Renewal Costs (RC) | Architectural works ¦ Non-structural works | Fittings and sundries |  | 3 | 04 | 050 | 000 | 3.04.050
Ss_40_25_20_22 | 40 | 25 | 20 | 22 | Display FF&E systems | Maintenance Costs (MC) | Architectural works ¦ Non-structural works | Fittings and sundries |  | 5 | 04 | 050 | 000 | 5.04.050
Ss_40_25_20_28 | 40 | 25 | 20 | 28 | Exhibition FF&E systems | Construction Costs (CC) | Architectural works ¦ Non-structural works | Fittings and sundries |  | 2 | 04 | 050 | 000 | 2.04.050
Ss_40_25_20_28 | 40 | 25 | 20 | 28 | Exhibition FF&E systems | Renewal Costs (RC) | Architectural works ¦ Non-structural works | Fittings and sundries |  | 3 | 04 | 050 | 000 | 3.04.050
Ss_40_25_20_28 | 40 | 25 | 20 | 28 | Exhibition FF&E systems | Maintenance Costs (MC) | Architectural works ¦ Non-structural works | Fittings and sundries |  | 5 | 04 | 050 | 000 | 5.04.050
Ss_40_25_20_85 | 40 | 25 | 20 | 85 | Studio FF&E systems | Construction Costs (CC) | Architectural works ¦ Non-structural works | Fittings and sundries |  | 2 | 04 | 050 | 000 | 2.04.050
Ss_40_25_20_85 | 40 | 25 | 20 | 85 | Studio FF&E systems | Renewal Costs (RC) | Architectural works ¦ Non-structural works | Fittings and sundries |  | 3 | 04 | 050 | 000 | 3.04.050
Ss_40_25_20_85 | 40 | 25 | 20 | 85 | Studio FF&E systems | Maintenance Costs (MC) | Architectural works ¦ Non-structural works | Fittings and sundries |  | 5 | 04 | 050 | 000 | 5.04.050
Ss_40_25_20_90 | 40 | 25 | 20 | 90 | Theatre FF&E systems | Construction Costs (CC) | Architectural works ¦ Non-structural works | Fittings and sundries |  | 2 | 04 | 050 | 000 | 2.04.050
Ss_40_25_20_90 | 40 | 25 | 20 | 90 | Theatre FF&E systems | Renewal Costs (RC) | Architectural works ¦ Non-structural works | Fittings and sundries |  | 3 | 04 | 050 | 000 | 3.04.050
Ss_40_25_20_90 | 40 | 25 | 20 | 90 | Theatre FF&E systems | Maintenance Costs (MC) | Architectural works ¦ Non-structural works | Fittings and sundries |  | 5 | 04 | 050 | 000 | 5.04.050
Ss_40_25_26 | 40 | 25 | 26 |  | Education and information FF&E systems | Construction Costs (CC) | Architectural works ¦ Non-structural works | Fittings and sundries |  | 2 | 04 | 050 | 000 | 2.04.050
Ss_40_25_26 | 40 | 25 | 26 |  | Education and information FF&E systems | Renewal Costs (RC) | Architectural works ¦ Non-structural works | Fittings and sundries |  | 3 | 04 | 050 | 000 | 3.04.050
Ss_40_25_26 | 40 | 25 | 26 |  | Education and information FF&E systems | Maintenance Costs (MC) | Architectural works ¦ Non-structural works | Fittings and sundries |  | 5 | 04 | 050 | 000 | 5.04.050
Ss_40_25_26_15 | 40 | 25 | 26 | 15 | Classroom FF&E systems | Construction Costs (CC) | Architectural works ¦ Non-structural works | Fittings and sundries |  | 2 | 04 | 050 | 000 | 2.04.050
Ss_40_25_26_15 | 40 | 25 | 26 | 15 | Classroom FF&E systems | Renewal Costs (RC) | Architectural works ¦ Non-structural works | Fittings and sundries |  | 3 | 04 | 050 | 000 | 3.04.050
Ss_40_25_26_15 | 40 | 25 | 26 | 15 | Classroom FF&E systems | Maintenance Costs (MC) | Architectural works ¦ Non-structural works | Fittings and sundries |  | 5 | 04 | 050 | 000 | 5.04.050
Ss_40_25_26_47 | 40 | 25 | 26 | 47 | Library FF&E systems | Construction Costs (CC) | Architectural works ¦ Non-structural works | Fittings and sundries |  | 2 | 04 | 050 | 000 | 2.04.050
Ss_40_25_26_47 | 40 | 25 | 26 | 47 | Library FF&E systems | Renewal Costs (RC) | Architectural works ¦ Non-structural works | Fittings and sundries |  | 3 | 04 | 050 | 000 | 3.04.050
Ss_40_25_26_47 | 40 | 25 | 26 | 47 | Library FF&E systems | Maintenance Costs (MC) | Architectural works ¦ Non-structural works | Fittings and sundries |  | 5 | 04 | 050 | 000 | 5.04.050
Ss_40_25_32 | 40 | 25 | 32 |  | Funerary FF&E systems | Construction Costs (CC) | Architectural works ¦ Non-structural works | Fittings and sundries |  | 2 | 04 | 050 | 000 | 2.04.050
Ss_40_25_32 | 40 | 25 | 32 |  | Funerary FF&E systems | Renewal Costs (RC) | Architectural works ¦ Non-structural works | Fittings and sundries |  | 3 | 04 | 050 | 000 | 3.04.050
Ss_40_25_32 | 40 | 25 | 32 |  | Funerary FF&E systems | Maintenance Costs (MC) | Architectural works ¦ Non-structural works | Fittings and sundries |  | 5 | 04 | 050 | 000 | 5.04.050
Ss_40_25_32_12 | 40 | 25 | 32 | 12 | Cemetery equipment systems | Construction Costs (CC) | Architectural works ¦ Non-structural works | Fittings and sundries |  | 2 | 04 | 050 | 000 | 2.04.050
Ss_40_25_32_12 | 40 | 25 | 32 | 12 | Cemetery equipment systems | Renewal Costs (RC) | Architectural works ¦ Non-structural works | Fittings and sundries |  | 3 | 04 | 050 | 000 | 3.04.050
Ss_40_25_32_12 | 40 | 25 | 32 | 12 | Cemetery equipment systems | Maintenance Costs (MC) | Architectural works ¦ Non-structural works | Fittings and sundries |  | 5 | 04 | 050 | 000 | 5.04.050
Ss_40_25_71 | 40 | 25 | 71 |  | Religious FF&E systems | Construction Costs (CC) | Architectural works ¦ Non-structural works | Fittings and sundries |  | 2 | 04 | 050 | 000 | 2.04.050
Ss_40_25_71 | 40 | 25 | 71 |  | Religious FF&E systems | Renewal Costs (RC) | Architectural works ¦ Non-structural works | Fittings and sundries |  | 3 | 04 | 050 | 000 | 3.04.050
Ss_40_25_71 | 40 | 25 | 71 |  | Religious FF&E systems | Maintenance Costs (MC) | Architectural works ¦ Non-structural works | Fittings and sundries |  | 5 | 04 | 050 | 000 | 5.04.050
Ss_40_25_71_11 | 40 | 25 | 71 | 11 | Cathedral, church and chapel FF&E systems | Construction Costs (CC) | Architectural works ¦ Non-structural works | Fittings and sundries |  | 2 | 04 | 050 | 000 | 2.04.050
Ss_40_25_71_11 | 40 | 25 | 71 | 11 | Cathedral, church and chapel FF&E systems | Renewal Costs (RC) | Architectural works ¦ Non-structural works | Fittings and sundries |  | 3 | 04 | 050 | 000 | 3.04.050
Ss_40_25_71_11 | 40 | 25 | 71 | 11 | Cathedral, church and chapel FF&E systems | Maintenance Costs (MC) | Architectural works ¦ Non-structural works | Fittings and sundries |  | 5 | 04 | 050 | 000 | 5.04.050
Ss_40_25_71_52 | 40 | 25 | 71 | 52 | Mosque FF&E systems | Construction Costs (CC) | Architectural works ¦ Non-structural works | Fittings and sundries |  | 2 | 04 | 050 | 000 | 2.04.050
Ss_40_25_71_52 | 40 | 25 | 71 | 52 | Mosque FF&E systems | Renewal Costs (RC) | Architectural works ¦ Non-structural works | Fittings and sundries |  | 3 | 04 | 050 | 000 | 3.04.050
Ss_40_25_71_52 | 40 | 25 | 71 | 52 | Mosque FF&E systems | Maintenance Costs (MC) | Architectural works ¦ Non-structural works | Fittings and sundries |  | 5 | 04 | 050 | 000 | 5.04.050
Ss_40_25_71_86 | 40 | 25 | 71 | 86 | Synagogue FF&E systems | Construction Costs (CC) | Architectural works ¦ Non-structural works | Fittings and sundries |  | 2 | 04 | 050 | 000 | 2.04.050
Ss_40_25_71_86 | 40 | 25 | 71 | 86 | Synagogue FF&E systems | Renewal Costs (RC) | Architectural works ¦ Non-structural works | Fittings and sundries |  | 3 | 04 | 050 | 000 | 3.04.050
Ss_40_25_71_86 | 40 | 25 | 71 | 86 | Synagogue FF&E systems | Maintenance Costs (MC) | Architectural works ¦ Non-structural works | Fittings and sundries |  | 5 | 04 | 050 | 000 | 5.04.050
Ss_40_25_71_90 | 40 | 25 | 71 | 90 | Temple FF&E systems | Construction Costs (CC) | Architectural works ¦ Non-structural works | Fittings and sundries |  | 2 | 04 | 050 | 000 | 2.04.050
Ss_40_25_71_90 | 40 | 25 | 71 | 90 | Temple FF&E systems | Renewal Costs (RC) | Architectural works ¦ Non-structural works | Fittings and sundries |  | 3 | 04 | 050 | 000 | 3.04.050
Ss_40_25_71_90 | 40 | 25 | 71 | 90 | Temple FF&E systems | Maintenance Costs (MC) | Architectural works ¦ Non-structural works | Fittings and sundries |  | 5 | 04 | 050 | 000 | 5.04.050
Ss_40_25_75 | 40 | 25 | 75 |  | Scientific FF&E systems | Construction Costs (CC) | Architectural works ¦ Non-structural works | Fittings and sundries |  | 2 | 04 | 050 | 000 | 2.04.050
Ss_40_25_75 | 40 | 25 | 75 |  | Scientific FF&E systems | Renewal Costs (RC) | Architectural works ¦ Non-structural works | Fittings and sundries |  | 3 | 04 | 050 | 000 | 3.04.050
Ss_40_25_75 | 40 | 25 | 75 |  | Scientific FF&E systems | Maintenance Costs (MC) | Architectural works ¦ Non-structural works | Fittings and sundries |  | 5 | 04 | 050 | 000 | 5.04.050
Ss_40_25_75_21 | 40 | 25 | 75 | 21 | Dark room FF&E systems | Construction Costs (CC) | Architectural works ¦ Non-structural works | Fittings and sundries |  | 2 | 04 | 050 | 000 | 2.04.050
Ss_40_25_75_21 | 40 | 25 | 75 | 21 | Dark room FF&E systems | Renewal Costs (RC) | Architectural works ¦ Non-structural works | Fittings and sundries |  | 3 | 04 | 050 | 000 | 3.04.050
Ss_40_25_75_21 | 40 | 25 | 75 | 21 | Dark room FF&E systems | Maintenance Costs (MC) | Architectural works ¦ Non-structural works | Fittings and sundries |  | 5 | 04 | 050 | 000 | 5.04.050
Ss_40_25_75_45 | 40 | 25 | 75 | 45 | Laboratory FF&E systems | Construction Costs (CC) | Architectural works ¦ Non-structural works | Fittings and sundries |  | 2 | 04 | 050 | 000 | 2.04.050
Ss_40_25_75_45 | 40 | 25 | 75 | 45 | Laboratory FF&E systems | Renewal Costs (RC) | Architectural works ¦ Non-structural works | Fittings and sundries |  | 3 | 04 | 050 | 000 | 3.04.050
Ss_40_25_75_45 | 40 | 25 | 75 | 45 | Laboratory FF&E systems | Maintenance Costs (MC) | Architectural works ¦ Non-structural works | Fittings and sundries |  | 5 | 04 | 050 | 000 | 5.04.050
Ss_40_25_75_58 | 40 | 25 | 75 | 58 | Observatory FF&E systems | Construction Costs (CC) | Architectural works ¦ Non-structural works | Fittings and sundries |  | 2 | 04 | 050 | 000 | 2.04.050
Ss_40_25_75_58 | 40 | 25 | 75 | 58 | Observatory FF&E systems | Renewal Costs (RC) | Architectural works ¦ Non-structural works | Fittings and sundries |  | 3 | 04 | 050 | 000 | 3.04.050
Ss_40_25_75_58 | 40 | 25 | 75 | 58 | Observatory FF&E systems | Maintenance Costs (MC) | Architectural works ¦ Non-structural works | Fittings and sundries |  | 5 | 04 | 050 | 000 | 5.04.050
Ss_40_25_80 | 40 | 25 | 80 |  | Stage FF&E systems | Construction Costs (CC) | Architectural works ¦ Non-structural works | Fittings and sundries |  | 2 | 04 | 050 | 000 | 2.04.050
Ss_40_25_80 | 40 | 25 | 80 |  | Stage FF&E systems | Renewal Costs (RC) | Architectural works ¦ Non-structural works | Fittings and sundries |  | 3 | 04 | 050 | 000 | 3.04.050
Ss_40_25_80 | 40 | 25 | 80 |  | Stage FF&E systems | Maintenance Costs (MC) | Architectural works ¦ Non-structural works | Fittings and sundries |  | 5 | 04 | 050 | 000 | 5.04.050
Ss_40_25_80_90 | 40 | 25 | 80 | 90 | Tension wire grid systems | Construction Costs (CC) | Architectural works ¦ Non-structural works | Fittings and sundries |  | 2 | 04 | 050 | 000 | 2.04.050
Ss_40_25_80_90 | 40 | 25 | 80 | 90 | Tension wire grid systems | Renewal Costs (RC) | Architectural works ¦ Non-structural works | Fittings and sundries |  | 3 | 04 | 050 | 000 | 3.04.050
Ss_40_25_80_90 | 40 | 25 | 80 | 90 | Tension wire grid systems | Maintenance Costs (MC) | Architectural works ¦ Non-structural works | Fittings and sundries |  | 5 | 04 | 050 | 000 | 5.04.050
Ss_40_30 | 40 | 30 |  |  | Industrial and agricultural FF&E systems | Construction Costs (CC) | Architectural works ¦ Non-structural works | Fittings and sundries |  | 2 | 04 | 050 | 000 | 2.04.050
Ss_40_30 | 40 | 30 |  |  | Industrial and agricultural FF&E systems | Renewal Costs (RC) | Architectural works ¦ Non-structural works | Fittings and sundries |  | 3 | 04 | 050 | 000 | 3.04.050
Ss_40_30 | 40 | 30 |  |  | Industrial and agricultural FF&E systems | Maintenance Costs (MC) | Architectural works ¦ Non-structural works | Fittings and sundries |  | 5 | 04 | 050 | 000 | 5.04.050
Ss_40_30_02 | 40 | 30 | 02 |  | Agricultural FF&E systems | Construction Costs (CC) | Architectural works ¦ Non-structural works | Fittings and sundries |  | 2 | 04 | 050 | 000 | 2.04.050
Ss_40_30_02 | 40 | 30 | 02 |  | Agricultural FF&E systems | Renewal Costs (RC) | Architectural works ¦ Non-structural works | Fittings and sundries |  | 3 | 04 | 050 | 000 | 3.04.050
Ss_40_30_02 | 40 | 30 | 02 |  | Agricultural FF&E systems | Maintenance Costs (MC) | Architectural works ¦ Non-structural works | Fittings and sundries |  | 5 | 04 | 050 | 000 | 5.04.050
Ss_40_30_02_37 | 40 | 30 | 02 | 37 | Horticultural FF&E systems | Construction Costs (CC) | Architectural works ¦ Non-structural works | Fittings and sundries |  | 2 | 04 | 050 | 000 | 2.04.050
Ss_40_30_02_37 | 40 | 30 | 02 | 37 | Horticultural FF&E systems | Renewal Costs (RC) | Architectural works ¦ Non-structural works | Fittings and sundries |  | 3 | 04 | 050 | 000 | 3.04.050
Ss_40_30_02_37 | 40 | 30 | 02 | 37 | Horticultural FF&E systems | Maintenance Costs (MC) | Architectural works ¦ Non-structural works | Fittings and sundries |  | 5 | 04 | 050 | 000 | 5.04.050
Ss_40_30_02_47 | 40 | 30 | 02 | 47 | Livestock FF&E systems | Construction Costs (CC) | Architectural works ¦ Non-structural works | Fittings and sundries |  | 2 | 04 | 050 | 000 | 2.04.050
Ss_40_30_02_47 | 40 | 30 | 02 | 47 | Livestock FF&E systems | Renewal Costs (RC) | Architectural works ¦ Non-structural works | Fittings and sundries |  | 3 | 04 | 050 | 000 | 3.04.050
Ss_40_30_02_47 | 40 | 30 | 02 | 47 | Livestock FF&E systems | Maintenance Costs (MC) | Architectural works ¦ Non-structural works | Fittings and sundries |  | 5 | 04 | 050 | 000 | 5.04.050
Ss_40_30_42 | 40 | 30 | 42 |  | Industrial FF&E systems | Construction Costs (CC) | Architectural works ¦ Non-structural works | Fittings and sundries |  | 2 | 04 | 050 | 000 | 2.04.050
Ss_40_30_42 | 40 | 30 | 42 |  | Industrial FF&E systems | Renewal Costs (RC) | Architectural works ¦ Non-structural works | Fittings and sundries |  | 3 | 04 | 050 | 000 | 3.04.050
Ss_40_30_42 | 40 | 30 | 42 |  | Industrial FF&E systems | Maintenance Costs (MC) | Architectural works ¦ Non-structural works | Fittings and sundries |  | 5 | 04 | 050 | 000 | 5.04.050
Ss_40_30_42_29 | 40 | 30 | 42 | 29 | Factory FF&E systems | Construction Costs (CC) | Architectural works ¦ Non-structural works | Fittings and sundries |  | 2 | 04 | 050 | 000 | 2.04.050
Ss_40_30_42_29 | 40 | 30 | 42 | 29 | Factory FF&E systems | Renewal Costs (RC) | Architectural works ¦ Non-structural works | Fittings and sundries |  | 3 | 04 | 050 | 000 | 3.04.050
Ss_40_30_42_29 | 40 | 30 | 42 | 29 | Factory FF&E systems | Maintenance Costs (MC) | Architectural works ¦ Non-structural works | Fittings and sundries |  | 5 | 04 | 050 | 000 | 5.04.050
Ss_40_30_42_52 | 40 | 30 | 42 | 52 | Mine FF&E systems | Construction Costs (CC) | Architectural works ¦ Non-structural works | Fittings and sundries |  | 2 | 04 | 050 | 000 | 2.04.050
Ss_40_30_42_52 | 40 | 30 | 42 | 52 | Mine FF&E systems | Renewal Costs (RC) | Architectural works ¦ Non-structural works | Fittings and sundries |  | 3 | 04 | 050 | 000 | 3.04.050
Ss_40_30_42_52 | 40 | 30 | 42 | 52 | Mine FF&E systems | Maintenance Costs (MC) | Architectural works ¦ Non-structural works | Fittings and sundries |  | 5 | 04 | 050 | 000 | 5.04.050
Ss_40_30_42_58 | 40 | 30 | 42 | 58 | Offshore platform FF&E systems | Construction Costs (CC) | Architectural works ¦ Non-structural works | Fittings and sundries |  | 2 | 04 | 050 | 000 | 2.04.050
Ss_40_30_42_58 | 40 | 30 | 42 | 58 | Offshore platform FF&E systems | Renewal Costs (RC) | Architectural works ¦ Non-structural works | Fittings and sundries |  | 3 | 04 | 050 | 000 | 3.04.050
Ss_40_30_42_58 | 40 | 30 | 42 | 58 | Offshore platform FF&E systems | Maintenance Costs (MC) | Architectural works ¦ Non-structural works | Fittings and sundries |  | 5 | 04 | 050 | 000 | 5.04.050
Ss_40_30_42_96 | 40 | 30 | 42 | 96 | Warehouse FF&E systems | Construction Costs (CC) | Architectural works ¦ Non-structural works | Fittings and sundries |  | 2 | 04 | 050 | 000 | 2.04.050
Ss_40_30_42_96 | 40 | 30 | 42 | 96 | Warehouse FF&E systems | Renewal Costs (RC) | Architectural works ¦ Non-structural works | Fittings and sundries |  | 3 | 04 | 050 | 000 | 3.04.050
Ss_40_30_42_96 | 40 | 30 | 42 | 96 | Warehouse FF&E systems | Maintenance Costs (MC) | Architectural works ¦ Non-structural works | Fittings and sundries |  | 5 | 04 | 050 | 000 | 5.04.050
Ss_40_30_85 | 40 | 30 | 85 |  | Static permanent access and safety equipment systems | Construction Costs (CC) | Architectural works ¦ Non-structural works | Fittings and sundries |  | 2 | 04 | 050 | 000 | 2.04.050
Ss_40_30_85 | 40 | 30 | 85 |  | Static permanent access and safety equipment systems | Renewal Costs (RC) | Architectural works ¦ Non-structural works | Fittings and sundries |  | 3 | 04 | 050 | 000 | 3.04.050
Ss_40_30_85 | 40 | 30 | 85 |  | Static permanent access and safety equipment systems | Maintenance Costs (MC) | Architectural works ¦ Non-structural works | Fittings and sundries |  | 5 | 04 | 050 | 000 | 5.04.050
Ss_40_30_85_55 | 40 | 30 | 85 | 55 | Netting systems | Construction Costs (CC) | Architectural works ¦ Non-structural works | Fittings and sundries |  | 2 | 04 | 050 | 000 | 2.04.050
Ss_40_30_85_55 | 40 | 30 | 85 | 55 | Netting systems | Renewal Costs (RC) | Architectural works ¦ Non-structural works | Fittings and sundries |  | 3 | 04 | 050 | 000 | 3.04.050
Ss_40_30_85_55 | 40 | 30 | 85 | 55 | Netting systems | Maintenance Costs (MC) | Architectural works ¦ Non-structural works | Fittings and sundries |  | 5 | 04 | 050 | 000 | 5.04.050
Ss_40_45 | 40 | 45 |  |  | Living space FF&E systems | Construction Costs (CC) | Architectural works ¦ Non-structural works | Fittings and sundries |  | 2 | 04 | 050 | 000 | 2.04.050
Ss_40_45 | 40 | 45 |  |  | Living space FF&E systems | Renewal Costs (RC) | Architectural works ¦ Non-structural works | Fittings and sundries |  | 3 | 04 | 050 | 000 | 3.04.050
Ss_40_45 | 40 | 45 |  |  | Living space FF&E systems | Maintenance Costs (MC) | Architectural works ¦ Non-structural works | Fittings and sundries |  | 5 | 04 | 050 | 000 | 5.04.050
Ss_40_45_37 | 40 | 45 | 37 |  | Hotel living space FF&E systems | Construction Costs (CC) | Architectural works ¦ Non-structural works | Fittings and sundries |  | 2 | 04 | 050 | 000 | 2.04.050
Ss_40_45_37 | 40 | 45 | 37 |  | Hotel living space FF&E systems | Renewal Costs (RC) | Architectural works ¦ Non-structural works | Fittings and sundries |  | 3 | 04 | 050 | 000 | 3.04.050
Ss_40_45_37 | 40 | 45 | 37 |  | Hotel living space FF&E systems | Maintenance Costs (MC) | Architectural works ¦ Non-structural works | Fittings and sundries |  | 5 | 04 | 050 | 000 | 5.04.050
Ss_40_45_37_28 | 40 | 45 | 37 | 28 | External FF&E systems | Construction Costs (CC) | Architectural works ¦ Non-structural works | Fittings and sundries |  | 2 | 04 | 050 | 000 | 2.04.050
Ss_40_45_37_28 | 40 | 45 | 37 | 28 | External FF&E systems | Renewal Costs (RC) | Architectural works ¦ Non-structural works | Fittings and sundries |  | 3 | 04 | 050 | 000 | 3.04.050
Ss_40_45_37_28 | 40 | 45 | 37 | 28 | External FF&E systems | Maintenance Costs (MC) | Architectural works ¦ Non-structural works | Fittings and sundries |  | 5 | 04 | 050 | 000 | 5.04.050
Ss_40_45_37_36 | 40 | 45 | 37 | 36 | Hotel bedroom FF&E systems | Construction Costs (CC) | Architectural works ¦ Non-structural works | Fittings and sundries |  | 2 | 04 | 050 | 000 | 2.04.050
Ss_40_45_37_36 | 40 | 45 | 37 | 36 | Hotel bedroom FF&E systems | Renewal Costs (RC) | Architectural works ¦ Non-structural works | Fittings and sundries |  | 3 | 04 | 050 | 000 | 3.04.050
Ss_40_45_37_36 | 40 | 45 | 37 | 36 | Hotel bedroom FF&E systems | Maintenance Costs (MC) | Architectural works ¦ Non-structural works | Fittings and sundries |  | 5 | 04 | 050 | 000 | 5.04.050
Ss_40_45_37_38 | 40 | 45 | 37 | 38 | Hotel dining room FF&E systems | Construction Costs (CC) | Architectural works ¦ Non-structural works | Fittings and sundries |  | 2 | 04 | 050 | 000 | 2.04.050
Ss_40_45_37_38 | 40 | 45 | 37 | 38 | Hotel dining room FF&E systems | Renewal Costs (RC) | Architectural works ¦ Non-structural works | Fittings and sundries |  | 3 | 04 | 050 | 000 | 3.04.050
Ss_40_45_37_38 | 40 | 45 | 37 | 38 | Hotel dining room FF&E systems | Maintenance Costs (MC) | Architectural works ¦ Non-structural works | Fittings and sundries |  | 5 | 04 | 050 | 000 | 5.04.050
Ss_40_45_37_45 | 40 | 45 | 37 | 45 | Kitchen FF&E systems | Construction Costs (CC) | Architectural works ¦ Non-structural works | Fittings and sundries |  | 2 | 04 | 050 | 000 | 2.04.050
Ss_40_45_37_45 | 40 | 45 | 37 | 45 | Kitchen FF&E systems | Renewal Costs (RC) | Architectural works ¦ Non-structural works | Fittings and sundries |  | 3 | 04 | 050 | 000 | 3.04.050
Ss_40_45_37_45 | 40 | 45 | 37 | 45 | Kitchen FF&E systems | Maintenance Costs (MC) | Architectural works ¦ Non-structural works | Fittings and sundries |  | 5 | 04 | 050 | 000 | 5.04.050
Ss_40_45_37_47 | 40 | 45 | 37 | 47 | Lounge FF&E systems | Construction Costs (CC) | Architectural works ¦ Non-structural works | Fittings and sundries |  | 2 | 04 | 050 | 000 | 2.04.050
Ss_40_45_37_47 | 40 | 45 | 37 | 47 | Lounge FF&E systems | Renewal Costs (RC) | Architectural works ¦ Non-structural works | Fittings and sundries |  | 3 | 04 | 050 | 000 | 3.04.050
Ss_40_45_37_47 | 40 | 45 | 37 | 47 | Lounge FF&E systems | Maintenance Costs (MC) | Architectural works ¦ Non-structural works | Fittings and sundries |  | 5 | 04 | 050 | 000 | 5.04.050
Ss_40_45_70 | 40 | 45 | 70 |  | Residential living space FF&E systems | Construction Costs (CC) | Architectural works ¦ Non-structural works | Fittings and sundries |  | 2 | 04 | 050 | 000 | 2.04.050
Ss_40_45_70 | 40 | 45 | 70 |  | Residential living space FF&E systems | Renewal Costs (RC) | Architectural works ¦ Non-structural works | Fittings and sundries |  | 3 | 04 | 050 | 000 | 3.04.050
Ss_40_45_70 | 40 | 45 | 70 |  | Residential living space FF&E systems | Maintenance Costs (MC) | Architectural works ¦ Non-structural works | Fittings and sundries |  | 5 | 04 | 050 | 000 | 5.04.050
Ss_40_45_70_07 | 40 | 45 | 70 | 07 | Bedroom FF&E systems | Construction Costs (CC) | Architectural works ¦ Non-structural works | Fittings and sundries |  | 2 | 04 | 050 | 000 | 2.04.050
Ss_40_45_70_07 | 40 | 45 | 70 | 07 | Bedroom FF&E systems | Renewal Costs (RC) | Architectural works ¦ Non-structural works | Fittings and sundries |  | 3 | 04 | 050 | 000 | 3.04.050
Ss_40_45_70_07 | 40 | 45 | 70 | 07 | Bedroom FF&E systems | Maintenance Costs (MC) | Architectural works ¦ Non-structural works | Fittings and sundries |  | 5 | 04 | 050 | 000 | 5.04.050
Ss_40_45_70_22 | 40 | 45 | 70 | 22 | Dining room FF&E systems | Construction Costs (CC) | Architectural works ¦ Non-structural works | Fittings and sundries |  | 2 | 04 | 050 | 000 | 2.04.050
Ss_40_45_70_22 | 40 | 45 | 70 | 22 | Dining room FF&E systems | Renewal Costs (RC) | Architectural works ¦ Non-structural works | Fittings and sundries |  | 3 | 04 | 050 | 000 | 3.04.050
Ss_40_45_70_22 | 40 | 45 | 70 | 22 | Dining room FF&E systems | Maintenance Costs (MC) | Architectural works ¦ Non-structural works | Fittings and sundries |  | 5 | 04 | 050 | 000 | 5.04.050
Ss_40_45_70_24 | 40 | 45 | 70 | 24 | Domestic kitchen FF&E systems | Construction Costs (CC) | Architectural works ¦ Non-structural works | Fittings and sundries |  | 2 | 04 | 050 | 000 | 2.04.050
Ss_40_45_70_24 | 40 | 45 | 70 | 24 | Domestic kitchen FF&E systems | Renewal Costs (RC) | Architectural works ¦ Non-structural works | Fittings and sundries |  | 3 | 04 | 050 | 000 | 3.04.050
Ss_40_45_70_24 | 40 | 45 | 70 | 24 | Domestic kitchen FF&E systems | Maintenance Costs (MC) | Architectural works ¦ Non-structural works | Fittings and sundries |  | 5 | 04 | 050 | 000 | 5.04.050
Ss_40_45_70_33 | 40 | 45 | 70 | 33 | Garden FF&E systems | Construction Costs (CC) | Architectural works ¦ Non-structural works | Fittings and sundries |  | 2 | 04 | 050 | 000 | 2.04.050
Ss_40_45_70_33 | 40 | 45 | 70 | 33 | Garden FF&E systems | Renewal Costs (RC) | Architectural works ¦ Non-structural works | Fittings and sundries |  | 3 | 04 | 050 | 000 | 3.04.050
Ss_40_45_70_33 | 40 | 45 | 70 | 33 | Garden FF&E systems | Maintenance Costs (MC) | Architectural works ¦ Non-structural works | Fittings and sundries |  | 5 | 04 | 050 | 000 | 5.04.050
Ss_40_45_70_47 | 40 | 45 | 70 | 47 | Living room FF&E systems | Construction Costs (CC) | Architectural works ¦ Non-structural works | Fittings and sundries |  | 2 | 04 | 050 | 000 | 2.04.050
Ss_40_45_70_47 | 40 | 45 | 70 | 47 | Living room FF&E systems | Renewal Costs (RC) | Architectural works ¦ Non-structural works | Fittings and sundries |  | 3 | 04 | 050 | 000 | 3.04.050
Ss_40_45_70_47 | 40 | 45 | 70 | 47 | Living room FF&E systems | Maintenance Costs (MC) | Architectural works ¦ Non-structural works | Fittings and sundries |  | 5 | 04 | 050 | 000 | 5.04.050
Ss_40_50 | 40 | 50 |  |  | Medical, health and welfare FF&E systems | Construction Costs (CC) | Architectural works ¦ Non-structural works | Fittings and sundries |  | 2 | 04 | 050 | 000 | 2.04.050
Ss_40_50 | 40 | 50 |  |  | Medical, health and welfare FF&E systems | Renewal Costs (RC) | Architectural works ¦ Non-structural works | Fittings and sundries |  | 3 | 04 | 050 | 000 | 3.04.050
Ss_40_50 | 40 | 50 |  |  | Medical, health and welfare FF&E systems | Maintenance Costs (MC) | Architectural works ¦ Non-structural works | Fittings and sundries |  | 5 | 04 | 050 | 000 | 5.04.050
Ss_40_50_50 | 40 | 50 | 50 |  | Medical and health FF&E systems | Construction Costs (CC) | Architectural works ¦ Non-structural works | Fittings and sundries |  | 2 | 04 | 050 | 000 | 2.04.050
Ss_40_50_50 | 40 | 50 | 50 |  | Medical and health FF&E systems | Renewal Costs (RC) | Architectural works ¦ Non-structural works | Fittings and sundries |  | 3 | 04 | 050 | 000 | 3.04.050
Ss_40_50_50 | 40 | 50 | 50 |  | Medical and health FF&E systems | Maintenance Costs (MC) | Architectural works ¦ Non-structural works | Fittings and sundries |  | 5 | 04 | 050 | 000 | 5.04.050
Ss_40_50_50_18 | 40 | 50 | 50 | 18 | Crèche FF&E systems | Construction Costs (CC) | Architectural works ¦ Non-structural works | Fittings and sundries |  | 2 | 04 | 050 | 000 | 2.04.050
Ss_40_50_50_18 | 40 | 50 | 50 | 18 | Crèche FF&E systems | Renewal Costs (RC) | Architectural works ¦ Non-structural works | Fittings and sundries |  | 3 | 04 | 050 | 000 | 3.04.050
Ss_40_50_50_18 | 40 | 50 | 50 | 18 | Crèche FF&E systems | Maintenance Costs (MC) | Architectural works ¦ Non-structural works | Fittings and sundries |  | 5 | 04 | 050 | 000 | 5.04.050
Ss_40_50_50_37 | 40 | 50 | 50 | 37 | Hospital ward FF&E systems | Construction Costs (CC) | Architectural works ¦ Non-structural works | Fittings and sundries |  | 2 | 04 | 050 | 000 | 2.04.050
Ss_40_50_50_37 | 40 | 50 | 50 | 37 | Hospital ward FF&E systems | Renewal Costs (RC) | Architectural works ¦ Non-structural works | Fittings and sundries |  | 3 | 04 | 050 | 000 | 3.04.050
Ss_40_50_50_37 | 40 | 50 | 50 | 37 | Hospital ward FF&E systems | Maintenance Costs (MC) | Architectural works ¦ Non-structural works | Fittings and sundries |  | 5 | 04 | 050 | 000 | 5.04.050
Ss_40_50_50_50 | 40 | 50 | 50 | 50 | Medical and dental surgery FF&E systems | Construction Costs (CC) | Architectural works ¦ Non-structural works | Fittings and sundries |  | 2 | 04 | 050 | 000 | 2.04.050
Ss_40_50_50_50 | 40 | 50 | 50 | 50 | Medical and dental surgery FF&E systems | Renewal Costs (RC) | Architectural works ¦ Non-structural works | Fittings and sundries |  | 3 | 04 | 050 | 000 | 3.04.050
Ss_40_50_50_50 | 40 | 50 | 50 | 50 | Medical and dental surgery FF&E systems | Maintenance Costs (MC) | Architectural works ¦ Non-structural works | Fittings and sundries |  | 5 | 04 | 050 | 000 | 5.04.050
Ss_40_50_50_59 | 40 | 50 | 50 | 59 | Operating theatre FF&E systems | Construction Costs (CC) | Architectural works ¦ Non-structural works | Fittings and sundries |  | 2 | 04 | 050 | 000 | 2.04.050
Ss_40_50_50_59 | 40 | 50 | 50 | 59 | Operating theatre FF&E systems | Renewal Costs (RC) | Architectural works ¦ Non-structural works | Fittings and sundries |  | 3 | 04 | 050 | 000 | 3.04.050
Ss_40_50_50_59 | 40 | 50 | 50 | 59 | Operating theatre FF&E systems | Maintenance Costs (MC) | Architectural works ¦ Non-structural works | Fittings and sundries |  | 5 | 04 | 050 | 000 | 5.04.050
Ss_40_50_96 | 40 | 50 | 96 |  | Welfare FF&E systems | Construction Costs (CC) | Architectural works ¦ Non-structural works | Fittings and sundries |  | 2 | 04 | 050 | 000 | 2.04.050
Ss_40_50_96 | 40 | 50 | 96 |  | Welfare FF&E systems | Renewal Costs (RC) | Architectural works ¦ Non-structural works | Fittings and sundries |  | 3 | 04 | 050 | 000 | 3.04.050
Ss_40_50_96 | 40 | 50 | 96 |  | Welfare FF&E systems | Maintenance Costs (MC) | Architectural works ¦ Non-structural works | Fittings and sundries |  | 5 | 04 | 050 | 000 | 5.04.050
Ss_40_50_96_04 | 40 | 50 | 96 | 04 | Animal welfare FF&E systems | Construction Costs (CC) | Architectural works ¦ Non-structural works | Fittings and sundries |  | 2 | 04 | 050 | 000 | 2.04.050
Ss_40_50_96_04 | 40 | 50 | 96 | 04 | Animal welfare FF&E systems | Renewal Costs (RC) | Architectural works ¦ Non-structural works | Fittings and sundries |  | 3 | 04 | 050 | 000 | 3.04.050
Ss_40_50_96_04 | 40 | 50 | 96 | 04 | Animal welfare FF&E systems | Maintenance Costs (MC) | Architectural works ¦ Non-structural works | Fittings and sundries |  | 5 | 04 | 050 | 000 | 5.04.050
Ss_40_50_96_71 | 40 | 50 | 96 | 71 | Rehabilitation FF&E systems | Construction Costs (CC) | Architectural works ¦ Non-structural works | Fittings and sundries |  | 2 | 04 | 050 | 000 | 2.04.050
Ss_40_50_96_71 | 40 | 50 | 96 | 71 | Rehabilitation FF&E systems | Renewal Costs (RC) | Architectural works ¦ Non-structural works | Fittings and sundries |  | 3 | 04 | 050 | 000 | 3.04.050
Ss_40_50_96_71 | 40 | 50 | 96 | 71 | Rehabilitation FF&E systems | Maintenance Costs (MC) | Architectural works ¦ Non-structural works | Fittings and sundries |  | 5 | 04 | 050 | 000 | 5.04.050
Ss_40_70 | 40 | 70 |  |  | Recreational FF&E systems | Construction Costs (CC) | Architectural works ¦ Non-structural works | Fittings and sundries |  | 2 | 04 | 050 | 000 | 2.04.050
Ss_40_70 | 40 | 70 |  |  | Recreational FF&E systems | Renewal Costs (RC) | Architectural works ¦ Non-structural works | Fittings and sundries |  | 3 | 04 | 050 | 000 | 3.04.050
Ss_40_70 | 40 | 70 |  |  | Recreational FF&E systems | Maintenance Costs (MC) | Architectural works ¦ Non-structural works | Fittings and sundries |  | 5 | 04 | 050 | 000 | 5.04.050
Ss_40_70_20 | 40 | 70 | 20 |  | Casino FF&E systems | Construction Costs (CC) | Architectural works ¦ Non-structural works | Fittings and sundries |  | 2 | 04 | 050 | 000 | 2.04.050
Ss_40_70_20 | 40 | 70 | 20 |  | Casino FF&E systems | Renewal Costs (RC) | Architectural works ¦ Non-structural works | Fittings and sundries |  | 3 | 04 | 050 | 000 | 3.04.050
Ss_40_70_20 | 40 | 70 | 20 |  | Casino FF&E systems | Maintenance Costs (MC) | Architectural works ¦ Non-structural works | Fittings and sundries |  | 5 | 04 | 050 | 000 | 5.04.050
Ss_40_70_55 | 40 | 70 | 55 |  | Play FF&E systems | Construction Costs (CC) | Architectural works ¦ Non-structural works | Fittings and sundries |  | 2 | 04 | 050 | 000 | 2.04.050
Ss_40_70_55 | 40 | 70 | 55 |  | Play FF&E systems | Renewal Costs (RC) | Architectural works ¦ Non-structural works | Fittings and sundries |  | 3 | 04 | 050 | 000 | 3.04.050
Ss_40_70_55 | 40 | 70 | 55 |  | Play FF&E systems | Maintenance Costs (MC) | Architectural works ¦ Non-structural works | Fittings and sundries |  | 5 | 04 | 050 | 000 | 5.04.050
Ss_40_70_55_10 | 40 | 70 | 55 | 10 | Climbing equipment systems | Construction Costs (CC) | Architectural works ¦ Non-structural works | Fittings and sundries |  | 2 | 04 | 050 | 000 | 2.04.050
Ss_40_70_55_10 | 40 | 70 | 55 | 10 | Climbing equipment systems | Renewal Costs (RC) | Architectural works ¦ Non-structural works | Fittings and sundries |  | 3 | 04 | 050 | 000 | 3.04.050
Ss_40_70_55_10 | 40 | 70 | 55 | 10 | Climbing equipment systems | Maintenance Costs (MC) | Architectural works ¦ Non-structural works | Fittings and sundries |  | 5 | 04 | 050 | 000 | 5.04.050
Ss_40_70_55_15 | 40 | 70 | 55 | 15 | Combination play equipment systems | Construction Costs (CC) | Architectural works ¦ Non-structural works | Fittings and sundries |  | 2 | 04 | 050 | 000 | 2.04.050
Ss_40_70_55_15 | 40 | 70 | 55 | 15 | Combination play equipment systems | Renewal Costs (RC) | Architectural works ¦ Non-structural works | Fittings and sundries |  | 3 | 04 | 050 | 000 | 3.04.050
Ss_40_70_55_15 | 40 | 70 | 55 | 15 | Combination play equipment systems | Maintenance Costs (MC) | Architectural works ¦ Non-structural works | Fittings and sundries |  | 5 | 04 | 050 | 000 | 5.04.050
Ss_40_70_55_35 | 40 | 70 | 55 | 35 | Gymnastics and exercising equipment systems | Construction Costs (CC) | Architectural works ¦ Non-structural works | Fittings and sundries |  | 2 | 04 | 050 | 000 | 2.04.050
Ss_40_70_55_35 | 40 | 70 | 55 | 35 | Gymnastics and exercising equipment systems | Renewal Costs (RC) | Architectural works ¦ Non-structural works | Fittings and sundries |  | 3 | 04 | 050 | 000 | 3.04.050
Ss_40_70_55_35 | 40 | 70 | 55 | 35 | Gymnastics and exercising equipment systems | Maintenance Costs (MC) | Architectural works ¦ Non-structural works | Fittings and sundries |  | 5 | 04 | 050 | 000 | 5.04.050
Ss_40_70_55_70 | 40 | 70 | 55 | 70 | Rocking equipment systems | Construction Costs (CC) | Architectural works ¦ Non-structural works | Fittings and sundries |  | 2 | 04 | 050 | 000 | 2.04.050
Ss_40_70_55_70 | 40 | 70 | 55 | 70 | Rocking equipment systems | Renewal Costs (RC) | Architectural works ¦ Non-structural works | Fittings and sundries |  | 3 | 04 | 050 | 000 | 3.04.050
Ss_40_70_55_70 | 40 | 70 | 55 | 70 | Rocking equipment systems | Maintenance Costs (MC) | Architectural works ¦ Non-structural works | Fittings and sundries |  | 5 | 04 | 050 | 000 | 5.04.050
Ss_40_70_55_73 | 40 | 70 | 55 | 73 | Runway equipment systems | Construction Costs (CC) | Architectural works ¦ Non-structural works | Fittings and sundries |  | 2 | 04 | 050 | 000 | 2.04.050
Ss_40_70_55_73 | 40 | 70 | 55 | 73 | Runway equipment systems | Renewal Costs (RC) | Architectural works ¦ Non-structural works | Fittings and sundries |  | 3 | 04 | 050 | 000 | 3.04.050
Ss_40_70_55_73 | 40 | 70 | 55 | 73 | Runway equipment systems | Maintenance Costs (MC) | Architectural works ¦ Non-structural works | Fittings and sundries |  | 5 | 04 | 050 | 000 | 5.04.050
Ss_40_70_55_75 | 40 | 70 | 55 | 75 | Sand and water play equipment systems | Construction Costs (CC) | Architectural works ¦ Non-structural works | Fittings and sundries |  | 2 | 04 | 050 | 000 | 2.04.050
Ss_40_70_55_75 | 40 | 70 | 55 | 75 | Sand and water play equipment systems | Renewal Costs (RC) | Architectural works ¦ Non-structural works | Fittings and sundries |  | 3 | 04 | 050 | 000 | 3.04.050
Ss_40_70_55_75 | 40 | 70 | 55 | 75 | Sand and water play equipment systems | Maintenance Costs (MC) | Architectural works ¦ Non-structural works | Fittings and sundries |  | 5 | 04 | 050 | 000 | 5.04.050
Ss_40_70_55_80 | 40 | 70 | 55 | 80 | Slide equipment systems | Construction Costs (CC) | Architectural works ¦ Non-structural works | Fittings and sundries |  | 2 | 04 | 050 | 000 | 2.04.050
Ss_40_70_55_80 | 40 | 70 | 55 | 80 | Slide equipment systems | Renewal Costs (RC) | Architectural works ¦ Non-structural works | Fittings and sundries |  | 3 | 04 | 050 | 000 | 3.04.050
Ss_40_70_55_80 | 40 | 70 | 55 | 80 | Slide equipment systems | Maintenance Costs (MC) | Architectural works ¦ Non-structural works | Fittings and sundries |  | 5 | 04 | 050 | 000 | 5.04.050
Ss_40_70_55_83 | 40 | 70 | 55 | 83 | Spinning equipment systems | Construction Costs (CC) | Architectural works ¦ Non-structural works | Fittings and sundries |  | 2 | 04 | 050 | 000 | 2.04.050
Ss_40_70_55_83 | 40 | 70 | 55 | 83 | Spinning equipment systems | Renewal Costs (RC) | Architectural works ¦ Non-structural works | Fittings and sundries |  | 3 | 04 | 050 | 000 | 3.04.050
Ss_40_70_55_83 | 40 | 70 | 55 | 83 | Spinning equipment systems | Maintenance Costs (MC) | Architectural works ¦ Non-structural works | Fittings and sundries |  | 5 | 04 | 050 | 000 | 5.04.050
Ss_40_70_55_85 | 40 | 70 | 55 | 85 | Swinging equipment systems | Construction Costs (CC) | Architectural works ¦ Non-structural works | Fittings and sundries |  | 2 | 04 | 050 | 000 | 2.04.050
Ss_40_70_55_85 | 40 | 70 | 55 | 85 | Swinging equipment systems | Renewal Costs (RC) | Architectural works ¦ Non-structural works | Fittings and sundries |  | 3 | 04 | 050 | 000 | 3.04.050
Ss_40_70_55_85 | 40 | 70 | 55 | 85 | Swinging equipment systems | Maintenance Costs (MC) | Architectural works ¦ Non-structural works | Fittings and sundries |  | 5 | 04 | 050 | 000 | 5.04.050
Ss_40_70_60 | 40 | 70 | 60 |  | Pool FF&E systems | Construction Costs (CC) | Architectural works ¦ Non-structural works | Fittings and sundries |  | 2 | 04 | 050 | 000 | 2.04.050
Ss_40_70_60 | 40 | 70 | 60 |  | Pool FF&E systems | Renewal Costs (RC) | Architectural works ¦ Non-structural works | Fittings and sundries |  | 3 | 04 | 050 | 000 | 3.04.050
Ss_40_70_60 | 40 | 70 | 60 |  | Pool FF&E systems | Maintenance Costs (MC) | Architectural works ¦ Non-structural works | Fittings and sundries |  | 5 | 04 | 050 | 000 | 5.04.050
Ss_40_70_60_15 | 40 | 70 | 60 | 15 | Competitive swimming pool FF&E systems | Construction Costs (CC) | Architectural works ¦ Non-structural works | Fittings and sundries |  | 2 | 04 | 050 | 000 | 2.04.050
Ss_40_70_60_15 | 40 | 70 | 60 | 15 | Competitive swimming pool FF&E systems | Renewal Costs (RC) | Architectural works ¦ Non-structural works | Fittings and sundries |  | 3 | 04 | 050 | 000 | 3.04.050
Ss_40_70_60_15 | 40 | 70 | 60 | 15 | Competitive swimming pool FF&E systems | Maintenance Costs (MC) | Architectural works ¦ Non-structural works | Fittings and sundries |  | 5 | 04 | 050 | 000 | 5.04.050
Ss_40_70_60_25 | 40 | 70 | 60 | 25 | Diving pool FF&E systems | Construction Costs (CC) | Architectural works ¦ Non-structural works | Fittings and sundries |  | 2 | 04 | 050 | 000 | 2.04.050
Ss_40_70_60_25 | 40 | 70 | 60 | 25 | Diving pool FF&E systems | Renewal Costs (RC) | Architectural works ¦ Non-structural works | Fittings and sundries |  | 3 | 04 | 050 | 000 | 3.04.050
Ss_40_70_60_25 | 40 | 70 | 60 | 25 | Diving pool FF&E systems | Maintenance Costs (MC) | Architectural works ¦ Non-structural works | Fittings and sundries |  | 5 | 04 | 050 | 000 | 5.04.050
Ss_40_70_60_45 | 40 | 70 | 60 | 45 | Leisure swimming pool FF&E systems | Construction Costs (CC) | Architectural works ¦ Non-structural works | Fittings and sundries |  | 2 | 04 | 050 | 000 | 2.04.050
Ss_40_70_60_45 | 40 | 70 | 60 | 45 | Leisure swimming pool FF&E systems | Renewal Costs (RC) | Architectural works ¦ Non-structural works | Fittings and sundries |  | 3 | 04 | 050 | 000 | 3.04.050
Ss_40_70_60_45 | 40 | 70 | 60 | 45 | Leisure swimming pool FF&E systems | Maintenance Costs (MC) | Architectural works ¦ Non-structural works | Fittings and sundries |  | 5 | 04 | 050 | 000 | 5.04.050
Ss_40_70_60_62 | 40 | 70 | 60 | 62 | Pool transfer aid equipment systems | Construction Costs (CC) | Architectural works ¦ Non-structural works | Fittings and sundries |  | 2 | 04 | 050 | 000 | 2.04.050
Ss_40_70_60_62 | 40 | 70 | 60 | 62 | Pool transfer aid equipment systems | Renewal Costs (RC) | Architectural works ¦ Non-structural works | Fittings and sundries |  | 3 | 04 | 050 | 000 | 3.04.050
Ss_40_70_60_62 | 40 | 70 | 60 | 62 | Pool transfer aid equipment systems | Maintenance Costs (MC) | Architectural works ¦ Non-structural works | Fittings and sundries |  | 5 | 04 | 050 | 000 | 5.04.050
Ss_40_70_65 | 40 | 70 | 65 |  | Public house FF&E systems | Construction Costs (CC) | Architectural works ¦ Non-structural works | Fittings and sundries |  | 2 | 04 | 050 | 000 | 2.04.050
Ss_40_70_65 | 40 | 70 | 65 |  | Public house FF&E systems | Renewal Costs (RC) | Architectural works ¦ Non-structural works | Fittings and sundries |  | 3 | 04 | 050 | 000 | 3.04.050
Ss_40_70_65 | 40 | 70 | 65 |  | Public house FF&E systems | Maintenance Costs (MC) | Architectural works ¦ Non-structural works | Fittings and sundries |  | 5 | 04 | 050 | 000 | 5.04.050
Ss_40_70_70 | 40 | 70 | 70 |  | Restaurant FF&E systems | Construction Costs (CC) | Architectural works ¦ Non-structural works | Fittings and sundries |  | 2 | 04 | 050 | 000 | 2.04.050
Ss_40_70_70 | 40 | 70 | 70 |  | Restaurant FF&E systems | Renewal Costs (RC) | Architectural works ¦ Non-structural works | Fittings and sundries |  | 3 | 04 | 050 | 000 | 3.04.050
Ss_40_70_70 | 40 | 70 | 70 |  | Restaurant FF&E systems | Maintenance Costs (MC) | Architectural works ¦ Non-structural works | Fittings and sundries |  | 5 | 04 | 050 | 000 | 5.04.050
Ss_40_70_75 | 40 | 70 | 75 |  | Sports FF&E systems | Construction Costs (CC) | Architectural works ¦ Non-structural works | Fittings and sundries |  | 2 | 04 | 050 | 000 | 2.04.050
Ss_40_70_75 | 40 | 70 | 75 |  | Sports FF&E systems | Renewal Costs (RC) | Architectural works ¦ Non-structural works | Fittings and sundries |  | 3 | 04 | 050 | 000 | 3.04.050
Ss_40_70_75 | 40 | 70 | 75 |  | Sports FF&E systems | Maintenance Costs (MC) | Architectural works ¦ Non-structural works | Fittings and sundries |  | 5 | 04 | 050 | 000 | 5.04.050
Ss_40_70_75_05 | 40 | 70 | 75 | 05 | Ball court FF&E systems | Construction Costs (CC) | Architectural works ¦ Non-structural works | Fittings and sundries |  | 2 | 04 | 050 | 000 | 2.04.050
Ss_40_70_75_05 | 40 | 70 | 75 | 05 | Ball court FF&E systems | Renewal Costs (RC) | Architectural works ¦ Non-structural works | Fittings and sundries |  | 3 | 04 | 050 | 000 | 3.04.050
Ss_40_70_75_05 | 40 | 70 | 75 | 05 | Ball court FF&E systems | Maintenance Costs (MC) | Architectural works ¦ Non-structural works | Fittings and sundries |  | 5 | 04 | 050 | 000 | 5.04.050
Ss_40_70_75_20 | 40 | 70 | 75 | 20 | Cycle course FF&E systems | Construction Costs (CC) | Architectural works ¦ Non-structural works | Fittings and sundries |  | 2 | 04 | 050 | 000 | 2.04.050
Ss_40_70_75_20 | 40 | 70 | 75 | 20 | Cycle course FF&E systems | Renewal Costs (RC) | Architectural works ¦ Non-structural works | Fittings and sundries |  | 3 | 04 | 050 | 000 | 3.04.050
Ss_40_70_75_20 | 40 | 70 | 75 | 20 | Cycle course FF&E systems | Maintenance Costs (MC) | Architectural works ¦ Non-structural works | Fittings and sundries |  | 5 | 04 | 050 | 000 | 5.04.050
Ss_40_70_75_27 | 40 | 70 | 75 | 27 | Equestrian equipment systems | Construction Costs (CC) | Architectural works ¦ Non-structural works | Fittings and sundries |  | 2 | 04 | 050 | 000 | 2.04.050
Ss_40_70_75_27 | 40 | 70 | 75 | 27 | Equestrian equipment systems | Renewal Costs (RC) | Architectural works ¦ Non-structural works | Fittings and sundries |  | 3 | 04 | 050 | 000 | 3.04.050
Ss_40_70_75_27 | 40 | 70 | 75 | 27 | Equestrian equipment systems | Maintenance Costs (MC) | Architectural works ¦ Non-structural works | Fittings and sundries |  | 5 | 04 | 050 | 000 | 5.04.050
Ss_40_70_75_50 | 40 | 70 | 75 | 50 | Multi-use games area FF&E systems | Construction Costs (CC) | Architectural works ¦ Non-structural works | Fittings and sundries |  | 2 | 04 | 050 | 000 | 2.04.050
Ss_40_70_75_50 | 40 | 70 | 75 | 50 | Multi-use games area FF&E systems | Renewal Costs (RC) | Architectural works ¦ Non-structural works | Fittings and sundries |  | 3 | 04 | 050 | 000 | 3.04.050
Ss_40_70_75_50 | 40 | 70 | 75 | 50 | Multi-use games area FF&E systems | Maintenance Costs (MC) | Architectural works ¦ Non-structural works | Fittings and sundries |  | 5 | 04 | 050 | 000 | 5.04.050
Ss_40_70_75_80 | 40 | 70 | 75 | 80 | Skate park FF&E systems | Construction Costs (CC) | Architectural works ¦ Non-structural works | Fittings and sundries |  | 2 | 04 | 050 | 000 | 2.04.050
Ss_40_70_75_80 | 40 | 70 | 75 | 80 | Skate park FF&E systems | Renewal Costs (RC) | Architectural works ¦ Non-structural works | Fittings and sundries |  | 3 | 04 | 050 | 000 | 3.04.050
Ss_40_70_75_80 | 40 | 70 | 75 | 80 | Skate park FF&E systems | Maintenance Costs (MC) | Architectural works ¦ Non-structural works | Fittings and sundries |  | 5 | 04 | 050 | 000 | 5.04.050
Ss_40_70_75_85 | 40 | 70 | 75 | 85 | Sports pitch FF&E systems | Construction Costs (CC) | Architectural works ¦ Non-structural works | Fittings and sundries |  | 2 | 04 | 050 | 000 | 2.04.050
Ss_40_70_75_85 | 40 | 70 | 75 | 85 | Sports pitch FF&E systems | Renewal Costs (RC) | Architectural works ¦ Non-structural works | Fittings and sundries |  | 3 | 04 | 050 | 000 | 3.04.050
Ss_40_70_75_85 | 40 | 70 | 75 | 85 | Sports pitch FF&E systems | Maintenance Costs (MC) | Architectural works ¦ Non-structural works | Fittings and sundries |  | 5 | 04 | 050 | 000 | 5.04.050
Ss_40_70_75_90 | 40 | 70 | 75 | 90 | Trim trail FF&E systems | Construction Costs (CC) | Architectural works ¦ Non-structural works | Fittings and sundries |  | 2 | 04 | 050 | 000 | 2.04.050
Ss_40_70_75_90 | 40 | 70 | 75 | 90 | Trim trail FF&E systems | Renewal Costs (RC) | Architectural works ¦ Non-structural works | Fittings and sundries |  | 3 | 04 | 050 | 000 | 3.04.050
Ss_40_70_75_90 | 40 | 70 | 75 | 90 | Trim trail FF&E systems | Maintenance Costs (MC) | Architectural works ¦ Non-structural works | Fittings and sundries |  | 5 | 04 | 050 | 000 | 5.04.050
Ss_40_70_80 | 40 | 70 | 80 |  | Stadium FF&E systems | Construction Costs (CC) | Architectural works ¦ Non-structural works | Fittings and sundries |  | 2 | 04 | 050 | 000 | 2.04.050
Ss_40_70_80 | 40 | 70 | 80 |  | Stadium FF&E systems | Renewal Costs (RC) | Architectural works ¦ Non-structural works | Fittings and sundries |  | 3 | 04 | 050 | 000 | 3.04.050
Ss_40_70_80 | 40 | 70 | 80 |  | Stadium FF&E systems | Maintenance Costs (MC) | Architectural works ¦ Non-structural works | Fittings and sundries |  | 5 | 04 | 050 | 000 | 5.04.050
Ss_40_70_95 | 40 | 70 | 95 |  | Wildlife, eco site and nature conservation FF&E systems | Construction Costs (CC) | Architectural works ¦ Non-structural works | Fittings and sundries |  | 2 | 04 | 050 | 000 | 2.04.050
Ss_40_70_95 | 40 | 70 | 95 |  | Wildlife, eco site and nature conservation FF&E systems | Renewal Costs (RC) | Architectural works ¦ Non-structural works | Fittings and sundries |  | 3 | 04 | 050 | 000 | 3.04.050
Ss_40_70_95 | 40 | 70 | 95 |  | Wildlife, eco site and nature conservation FF&E systems | Maintenance Costs (MC) | Architectural works ¦ Non-structural works | Fittings and sundries |  | 5 | 04 | 050 | 000 | 5.04.050
Ss_40_85 | 40 | 85 |  |  | Transport FF&E systems | Construction Costs (CC) | Architectural works ¦ Non-structural works | Fittings and sundries |  | 2 | 04 | 050 | 000 | 2.04.050
Ss_40_85 | 40 | 85 |  |  | Transport FF&E systems | Renewal Costs (RC) | Architectural works ¦ Non-structural works | Fittings and sundries |  | 3 | 04 | 050 | 000 | 3.04.050
Ss_40_85 | 40 | 85 |  |  | Transport FF&E systems | Maintenance Costs (MC) | Architectural works ¦ Non-structural works | Fittings and sundries |  | 5 | 04 | 050 | 000 | 5.04.050
Ss_40_85_01 | 40 | 85 | 01 |  | Aerospace FF&E systems | Construction Costs (CC) | Architectural works ¦ Non-structural works | Fittings and sundries |  | 2 | 04 | 050 | 000 | 2.04.050
Ss_40_85_01 | 40 | 85 | 01 |  | Aerospace FF&E systems | Renewal Costs (RC) | Architectural works ¦ Non-structural works | Fittings and sundries |  | 3 | 04 | 050 | 000 | 3.04.050
Ss_40_85_01 | 40 | 85 | 01 |  | Aerospace FF&E systems | Maintenance Costs (MC) | Architectural works ¦ Non-structural works | Fittings and sundries |  | 5 | 04 | 050 | 000 | 5.04.050
Ss_40_85_01_01 | 40 | 85 | 01 | 01 | Aircraft fire training simulation systems | Construction Costs (CC) | Architectural works ¦ Non-structural works | Fittings and sundries |  | 2 | 04 | 050 | 000 | 2.04.050
Ss_40_85_01_01 | 40 | 85 | 01 | 01 | Aircraft fire training simulation systems | Renewal Costs (RC) | Architectural works ¦ Non-structural works | Fittings and sundries |  | 3 | 04 | 050 | 000 | 3.04.050
Ss_40_85_01_01 | 40 | 85 | 01 | 01 | Aircraft fire training simulation systems | Maintenance Costs (MC) | Architectural works ¦ Non-structural works | Fittings and sundries |  | 5 | 04 | 050 | 000 | 5.04.050
Ss_40_85_11 | 40 | 85 | 11 |  | Cable transport FF&E systems | Construction Costs (CC) | Architectural works ¦ Non-structural works | Fittings and sundries |  | 2 | 04 | 050 | 000 | 2.04.050
Ss_40_85_11 | 40 | 85 | 11 |  | Cable transport FF&E systems | Renewal Costs (RC) | Architectural works ¦ Non-structural works | Fittings and sundries |  | 3 | 04 | 050 | 000 | 3.04.050
Ss_40_85_11 | 40 | 85 | 11 |  | Cable transport FF&E systems | Maintenance Costs (MC) | Architectural works ¦ Non-structural works | Fittings and sundries |  | 5 | 04 | 050 | 000 | 5.04.050
Ss_40_85_50 | 40 | 85 | 50 |  | Marine and waterway FF&E systems | Construction Costs (CC) | Architectural works ¦ Non-structural works | Fittings and sundries |  | 2 | 04 | 050 | 000 | 2.04.050
Ss_40_85_50 | 40 | 85 | 50 |  | Marine and waterway FF&E systems | Renewal Costs (RC) | Architectural works ¦ Non-structural works | Fittings and sundries |  | 3 | 04 | 050 | 000 | 3.04.050
Ss_40_85_50 | 40 | 85 | 50 |  | Marine and waterway FF&E systems | Maintenance Costs (MC) | Architectural works ¦ Non-structural works | Fittings and sundries |  | 5 | 04 | 050 | 000 | 5.04.050
Ss_40_85_50_95 | 40 | 85 | 50 | 95 | Waterside FF&E systems | Construction Costs (CC) | Architectural works ¦ Non-structural works | Fittings and sundries |  | 2 | 04 | 050 | 000 | 2.04.050
Ss_40_85_50_95 | 40 | 85 | 50 | 95 | Waterside FF&E systems | Renewal Costs (RC) | Architectural works ¦ Non-structural works | Fittings and sundries |  | 3 | 04 | 050 | 000 | 3.04.050
Ss_40_85_50_95 | 40 | 85 | 50 | 95 | Waterside FF&E systems | Maintenance Costs (MC) | Architectural works ¦ Non-structural works | Fittings and sundries |  | 5 | 04 | 050 | 000 | 5.04.050
Ss_40_85_70 | 40 | 85 | 70 |  | Rail FF&E systems | Construction Costs (CC) | Architectural works ¦ Non-structural works | Fittings and sundries |  | 2 | 04 | 050 | 000 | 2.04.050
Ss_40_85_70 | 40 | 85 | 70 |  | Rail FF&E systems | Renewal Costs (RC) | Architectural works ¦ Non-structural works | Fittings and sundries |  | 3 | 04 | 050 | 000 | 3.04.050
Ss_40_85_70 | 40 | 85 | 70 |  | Rail FF&E systems | Maintenance Costs (MC) | Architectural works ¦ Non-structural works | Fittings and sundries |  | 5 | 04 | 050 | 000 | 5.04.050
Ss_40_85_70_60 | 40 | 85 | 70 | 60 | Passenger concourse FF&E systems | Construction Costs (CC) | Architectural works ¦ Non-structural works | Fittings and sundries |  | 2 | 04 | 050 | 000 | 2.04.050
Ss_40_85_70_60 | 40 | 85 | 70 | 60 | Passenger concourse FF&E systems | Renewal Costs (RC) | Architectural works ¦ Non-structural works | Fittings and sundries |  | 3 | 04 | 050 | 000 | 3.04.050
Ss_40_85_70_60 | 40 | 85 | 70 | 60 | Passenger concourse FF&E systems | Maintenance Costs (MC) | Architectural works ¦ Non-structural works | Fittings and sundries |  | 5 | 04 | 050 | 000 | 5.04.050
Ss_40_85_72 | 40 | 85 | 72 |  | Road FF&E systems | Construction Costs (CC) | Architectural works ¦ Non-structural works | Fittings and sundries |  | 2 | 04 | 050 | 000 | 2.04.050
Ss_40_85_72 | 40 | 85 | 72 |  | Road FF&E systems | Renewal Costs (RC) | Architectural works ¦ Non-structural works | Fittings and sundries |  | 3 | 04 | 050 | 000 | 3.04.050
Ss_40_85_72 | 40 | 85 | 72 |  | Road FF&E systems | Maintenance Costs (MC) | Architectural works ¦ Non-structural works | Fittings and sundries |  | 5 | 04 | 050 | 000 | 5.04.050
Ss_40_85_72_11 | 40 | 85 | 72 | 11 | Car park equipment systems | Construction Costs (CC) | Architectural works ¦ Non-structural works | Fittings and sundries |  | 2 | 04 | 050 | 000 | 2.04.050
Ss_40_85_72_11 | 40 | 85 | 72 | 11 | Car park equipment systems | Renewal Costs (RC) | Architectural works ¦ Non-structural works | Fittings and sundries |  | 3 | 04 | 050 | 000 | 3.04.050
Ss_40_85_72_11 | 40 | 85 | 72 | 11 | Car park equipment systems | Maintenance Costs (MC) | Architectural works ¦ Non-structural works | Fittings and sundries |  | 5 | 04 | 050 | 000 | 5.04.050
Ss_40_85_72_33 | 40 | 85 | 72 | 33 | Garage FF&E systems | Construction Costs (CC) | Architectural works ¦ Non-structural works | Fittings and sundries |  | 2 | 04 | 050 | 000 | 2.04.050
Ss_40_85_72_33 | 40 | 85 | 72 | 33 | Garage FF&E systems | Renewal Costs (RC) | Architectural works ¦ Non-structural works | Fittings and sundries |  | 3 | 04 | 050 | 000 | 3.04.050
Ss_40_85_72_33 | 40 | 85 | 72 | 33 | Garage FF&E systems | Maintenance Costs (MC) | Architectural works ¦ Non-structural works | Fittings and sundries |  | 5 | 04 | 050 | 000 | 5.04.050
Ss_40_85_75 | 40 | 85 | 75 |  | Rolling stock depot systems | Construction Costs (CC) | Architectural works ¦ Non-structural works | Fittings and sundries |  | 2 | 04 | 050 | 000 | 2.04.050
Ss_40_85_75 | 40 | 85 | 75 |  | Rolling stock depot systems | Renewal Costs (RC) | Architectural works ¦ Non-structural works | Fittings and sundries |  | 3 | 04 | 050 | 000 | 3.04.050
Ss_40_85_75 | 40 | 85 | 75 |  | Rolling stock depot systems | Maintenance Costs (MC) | Architectural works ¦ Non-structural works | Fittings and sundries |  | 5 | 04 | 050 | 000 | 5.04.050
Ss_40_85_75_07 | 40 | 85 | 75 | 07 | Bogie handling systems | Construction Costs (CC) | Architectural works ¦ Non-structural works | Fittings and sundries |  | 2 | 04 | 050 | 000 | 2.04.050
Ss_40_85_75_07 | 40 | 85 | 75 | 07 | Bogie handling systems | Renewal Costs (RC) | Architectural works ¦ Non-structural works | Fittings and sundries |  | 3 | 04 | 050 | 000 | 3.04.050
Ss_40_85_75_07 | 40 | 85 | 75 | 07 | Bogie handling systems | Maintenance Costs (MC) | Architectural works ¦ Non-structural works | Fittings and sundries |  | 5 | 04 | 050 | 000 | 5.04.050
Ss_40_85_75_15 | 40 | 85 | 75 | 15 | Controlled emission toilet (CET) systems | Construction Costs (CC) | Architectural works ¦ Non-structural works | Fittings and sundries |  | 2 | 04 | 050 | 000 | 2.04.050
Ss_40_85_75_15 | 40 | 85 | 75 | 15 | Controlled emission toilet (CET) systems | Renewal Costs (RC) | Architectural works ¦ Non-structural works | Fittings and sundries |  | 3 | 04 | 050 | 000 | 3.04.050
Ss_40_85_75_15 | 40 | 85 | 75 | 15 | Controlled emission toilet (CET) systems | Maintenance Costs (MC) | Architectural works ¦ Non-structural works | Fittings and sundries |  | 5 | 04 | 050 | 000 | 5.04.050
Ss_40_85_75_24 | 40 | 85 | 75 | 24 | Drop systems | Construction Costs (CC) | Architectural works ¦ Non-structural works | Fittings and sundries |  | 2 | 04 | 050 | 000 | 2.04.050
Ss_40_85_75_24 | 40 | 85 | 75 | 24 | Drop systems | Renewal Costs (RC) | Architectural works ¦ Non-structural works | Fittings and sundries |  | 3 | 04 | 050 | 000 | 3.04.050
Ss_40_85_75_24 | 40 | 85 | 75 | 24 | Drop systems | Maintenance Costs (MC) | Architectural works ¦ Non-structural works | Fittings and sundries |  | 5 | 04 | 050 | 000 | 5.04.050
Ss_40_85_75_65 | 40 | 85 | 75 | 65 | Press systems | Construction Costs (CC) | Architectural works ¦ Non-structural works | Fittings and sundries |  | 2 | 04 | 050 | 000 | 2.04.050
Ss_40_85_75_65 | 40 | 85 | 75 | 65 | Press systems | Renewal Costs (RC) | Architectural works ¦ Non-structural works | Fittings and sundries |  | 3 | 04 | 050 | 000 | 3.04.050
Ss_40_85_75_65 | 40 | 85 | 75 | 65 | Press systems | Maintenance Costs (MC) | Architectural works ¦ Non-structural works | Fittings and sundries |  | 5 | 04 | 050 | 000 | 5.04.050
Ss_40_85_75_70 | 40 | 85 | 75 | 70 | Rail lifting systems | Construction Costs (CC) | Architectural works ¦ Non-structural works | Fittings and sundries |  | 2 | 04 | 050 | 000 | 2.04.050
Ss_40_85_75_70 | 40 | 85 | 75 | 70 | Rail lifting systems | Renewal Costs (RC) | Architectural works ¦ Non-structural works | Fittings and sundries |  | 3 | 04 | 050 | 000 | 3.04.050
Ss_40_85_75_70 | 40 | 85 | 75 | 70 | Rail lifting systems | Maintenance Costs (MC) | Architectural works ¦ Non-structural works | Fittings and sundries |  | 5 | 04 | 050 | 000 | 5.04.050
Ss_40_85_75_75 | 40 | 85 | 75 | 75 | Sand feeding systems | Construction Costs (CC) | Architectural works ¦ Non-structural works | Fittings and sundries |  | 2 | 04 | 050 | 000 | 2.04.050
Ss_40_85_75_75 | 40 | 85 | 75 | 75 | Sand feeding systems | Renewal Costs (RC) | Architectural works ¦ Non-structural works | Fittings and sundries |  | 3 | 04 | 050 | 000 | 3.04.050
Ss_40_85_75_75 | 40 | 85 | 75 | 75 | Sand feeding systems | Maintenance Costs (MC) | Architectural works ¦ Non-structural works | Fittings and sundries |  | 5 | 04 | 050 | 000 | 5.04.050
Ss_40_85_75_97 | 40 | 85 | 75 | 97 | Wheel lathe systems | Construction Costs (CC) | Architectural works ¦ Non-structural works | Fittings and sundries |  | 2 | 04 | 050 | 000 | 2.04.050
Ss_40_85_75_97 | 40 | 85 | 75 | 97 | Wheel lathe systems | Renewal Costs (RC) | Architectural works ¦ Non-structural works | Fittings and sundries |  | 3 | 04 | 050 | 000 | 3.04.050
Ss_40_85_75_97 | 40 | 85 | 75 | 97 | Wheel lathe systems | Maintenance Costs (MC) | Architectural works ¦ Non-structural works | Fittings and sundries |  | 5 | 04 | 050 | 000 | 5.04.050
Ss_40_90 | 40 | 90 |  |  | General finishing systems | Construction Costs (CC) | Architectural works ¦ Non-structural works | Fittings and sundries |  | 2 | 04 | 050 | 000 | 2.04.050
Ss_40_90 | 40 | 90 |  |  | General finishing systems | Renewal Costs (RC) | Architectural works ¦ Non-structural works | Fittings and sundries |  | 3 | 04 | 050 | 000 | 3.04.050
Ss_40_90 | 40 | 90 |  |  | General finishing systems | Maintenance Costs (MC) | Architectural works ¦ Non-structural works | Fittings and sundries |  | 5 | 04 | 050 | 000 | 5.04.050
Ss_40_90_05 | 40 | 90 | 05 |  | Anodizing systems | Construction Costs (CC) | Architectural works ¦ Non-structural works | Fittings and sundries |  | 2 | 04 | 050 | 000 | 2.04.050
Ss_40_90_05 | 40 | 90 | 05 |  | Anodizing systems | Renewal Costs (RC) | Architectural works ¦ Non-structural works | Fittings and sundries |  | 3 | 04 | 050 | 000 | 3.04.050
Ss_40_90_05 | 40 | 90 | 05 |  | Anodizing systems | Maintenance Costs (MC) | Architectural works ¦ Non-structural works | Fittings and sundries |  | 5 | 04 | 050 | 000 | 5.04.050
Ss_40_90_05_05 | 40 | 90 | 05 | 05 | Aluminium anodic coating systems | Construction Costs (CC) | Architectural works ¦ Non-structural works | Fittings and sundries |  | 2 | 04 | 050 | 000 | 2.04.050
Ss_40_90_05_05 | 40 | 90 | 05 | 05 | Aluminium anodic coating systems | Renewal Costs (RC) | Architectural works ¦ Non-structural works | Fittings and sundries |  | 3 | 04 | 050 | 000 | 3.04.050
Ss_40_90_05_05 | 40 | 90 | 05 | 05 | Aluminium anodic coating systems | Maintenance Costs (MC) | Architectural works ¦ Non-structural works | Fittings and sundries |  | 5 | 04 | 050 | 000 | 5.04.050
Ss_40_90_35 | 40 | 90 | 35 |  | Hot dip galvanizing systems | Construction Costs (CC) | Architectural works ¦ Non-structural works | Fittings and sundries |  | 2 | 04 | 050 | 000 | 2.04.050
Ss_40_90_35 | 40 | 90 | 35 |  | Hot dip galvanizing systems | Renewal Costs (RC) | Architectural works ¦ Non-structural works | Fittings and sundries |  | 3 | 04 | 050 | 000 | 3.04.050
Ss_40_90_35 | 40 | 90 | 35 |  | Hot dip galvanizing systems | Maintenance Costs (MC) | Architectural works ¦ Non-structural works | Fittings and sundries |  | 5 | 04 | 050 | 000 | 5.04.050
Ss_40_90_40 | 40 | 90 | 40 |  | Intumescent systems | Construction Costs (CC) | Architectural works ¦ Non-structural works | Fittings and sundries |  | 2 | 04 | 050 | 000 | 2.04.050
Ss_40_90_40 | 40 | 90 | 40 |  | Intumescent systems | Renewal Costs (RC) | Architectural works ¦ Non-structural works | Fittings and sundries |  | 3 | 04 | 050 | 000 | 3.04.050
Ss_40_90_40 | 40 | 90 | 40 |  | Intumescent systems | Maintenance Costs (MC) | Architectural works ¦ Non-structural works | Fittings and sundries |  | 5 | 04 | 050 | 000 | 5.04.050
Ss_40_90_40_40 | 40 | 90 | 40 | 40 | Intumescent casting systems | Construction Costs (CC) | Architectural works ¦ Non-structural works | Fittings and sundries |  | 2 | 04 | 050 | 000 | 2.04.050
Ss_40_90_40_40 | 40 | 90 | 40 | 40 | Intumescent casting systems | Renewal Costs (RC) | Architectural works ¦ Non-structural works | Fittings and sundries |  | 3 | 04 | 050 | 000 | 3.04.050
Ss_40_90_40_40 | 40 | 90 | 40 | 40 | Intumescent casting systems | Maintenance Costs (MC) | Architectural works ¦ Non-structural works | Fittings and sundries |  | 5 | 04 | 050 | 000 | 5.04.050
Ss_40_90_40_42 | 40 | 90 | 40 | 42 | Intumescent coating systems | Construction Costs (CC) | Architectural works ¦ Non-structural works | Fittings and sundries |  | 2 | 04 | 050 | 000 | 2.04.050
Ss_40_90_40_42 | 40 | 90 | 40 | 42 | Intumescent coating systems | Renewal Costs (RC) | Architectural works ¦ Non-structural works | Fittings and sundries |  | 3 | 04 | 050 | 000 | 3.04.050
Ss_40_90_40_42 | 40 | 90 | 40 | 42 | Intumescent coating systems | Maintenance Costs (MC) | Architectural works ¦ Non-structural works | Fittings and sundries |  | 5 | 04 | 050 | 000 | 5.04.050
Ss_40_90_60 | 40 | 90 | 60 |  | Painting and clear finishing systems | Construction Costs (CC) | Architectural works ¦ Non-structural works | Fittings and sundries |  | 2 | 04 | 050 | 000 | 2.04.050
Ss_40_90_60 | 40 | 90 | 60 |  | Painting and clear finishing systems | Renewal Costs (RC) | Architectural works ¦ Non-structural works | Fittings and sundries |  | 3 | 04 | 050 | 000 | 3.04.050
Ss_40_90_60 | 40 | 90 | 60 |  | Painting and clear finishing systems | Maintenance Costs (MC) | Architectural works ¦ Non-structural works | Fittings and sundries |  | 5 | 04 | 050 | 000 | 5.04.050
Ss_40_90_60_05 | 40 | 90 | 60 | 05 | Anti-graffiti coating systems | Construction Costs (CC) | Architectural works ¦ Non-structural works | Fittings and sundries |  | 2 | 04 | 050 | 000 | 2.04.050
Ss_40_90_60_05 | 40 | 90 | 60 | 05 | Anti-graffiti coating systems | Renewal Costs (RC) | Architectural works ¦ Non-structural works | Fittings and sundries |  | 3 | 04 | 050 | 000 | 3.04.050
Ss_40_90_60_05 | 40 | 90 | 60 | 05 | Anti-graffiti coating systems | Maintenance Costs (MC) | Architectural works ¦ Non-structural works | Fittings and sundries |  | 5 | 04 | 050 | 000 | 5.04.050
Ss_40_90_60_20 | 40 | 90 | 60 | 20 | Decorative varnish or lacquer systems | Construction Costs (CC) | Architectural works ¦ Non-structural works | Finishes under cover |  | 2 | 04 | 060 | 000 | 2.04.060
Ss_40_90_60_20 | 40 | 90 | 60 | 20 | Decorative varnish or lacquer systems | Renewal Costs (RC) | Architectural works ¦ Non-structural works | Finishes under cover |  | 3 | 04 | 060 | 000 | 3.04.060
Ss_40_90_60_20 | 40 | 90 | 60 | 20 | Decorative varnish or lacquer systems | Maintenance Costs (MC) | Architectural works ¦ Non-structural works | Finishes under cover |  | 5 | 04 | 060 | 000 | 5.04.060
Ss_40_90_60_22 | 40 | 90 | 60 | 22 | Decorative wood stain or dye systems | Construction Costs (CC) | Architectural works ¦ Non-structural works | Finishes under cover |  | 2 | 04 | 060 | 000 | 2.04.060
Ss_40_90_60_22 | 40 | 90 | 60 | 22 | Decorative wood stain or dye systems | Renewal Costs (RC) | Architectural works ¦ Non-structural works | Finishes under cover |  | 3 | 04 | 060 | 000 | 3.04.060
Ss_40_90_60_22 | 40 | 90 | 60 | 22 | Decorative wood stain or dye systems | Maintenance Costs (MC) | Architectural works ¦ Non-structural works | Finishes under cover |  | 5 | 04 | 060 | 000 | 5.04.060
Ss_40_90_60_55 | 40 | 90 | 60 | 55 | Multi-colour coating systems | Construction Costs (CC) | Architectural works ¦ Non-structural works | Finishes under cover |  | 2 | 04 | 060 | 000 | 2.04.060
Ss_40_90_60_55 | 40 | 90 | 60 | 55 | Multi-colour coating systems | Renewal Costs (RC) | Architectural works ¦ Non-structural works | Finishes under cover |  | 3 | 04 | 060 | 000 | 3.04.060
Ss_40_90_60_55 | 40 | 90 | 60 | 55 | Multi-colour coating systems | Maintenance Costs (MC) | Architectural works ¦ Non-structural works | Finishes under cover |  | 5 | 04 | 060 | 000 | 5.04.060
Ss_40_90_60_60 | 40 | 90 | 60 | 60 | Oil gilding systems | Construction Costs (CC) | Architectural works ¦ Non-structural works | Finishes under cover |  | 2 | 04 | 060 | 000 | 2.04.060
Ss_40_90_60_60 | 40 | 90 | 60 | 60 | Oil gilding systems | Renewal Costs (RC) | Architectural works ¦ Non-structural works | Finishes under cover |  | 3 | 04 | 060 | 000 | 3.04.060
Ss_40_90_60_60 | 40 | 90 | 60 | 60 | Oil gilding systems | Maintenance Costs (MC) | Architectural works ¦ Non-structural works | Finishes under cover |  | 5 | 04 | 060 | 000 | 5.04.060
Ss_40_90_60_65 | 40 | 90 | 60 | 65 | Plastic texture coating systems | Construction Costs (CC) | Architectural works ¦ Non-structural works | Finishes under cover |  | 2 | 04 | 060 | 000 | 2.04.060
Ss_40_90_60_65 | 40 | 90 | 60 | 65 | Plastic texture coating systems | Renewal Costs (RC) | Architectural works ¦ Non-structural works | Finishes under cover |  | 3 | 04 | 060 | 000 | 3.04.060
Ss_40_90_60_65 | 40 | 90 | 60 | 65 | Plastic texture coating systems | Maintenance Costs (MC) | Architectural works ¦ Non-structural works | Finishes under cover |  | 5 | 04 | 060 | 000 | 5.04.060
Ss_40_90_60_80 | 40 | 90 | 60 | 80 | Solvent-borne paint systems | Construction Costs (CC) | Architectural works ¦ Non-structural works | Finishes under cover |  | 2 | 04 | 060 | 000 | 2.04.060
Ss_40_90_60_80 | 40 | 90 | 60 | 80 | Solvent-borne paint systems | Renewal Costs (RC) | Architectural works ¦ Non-structural works | Finishes under cover |  | 3 | 04 | 060 | 000 | 3.04.060
Ss_40_90_60_80 | 40 | 90 | 60 | 80 | Solvent-borne paint systems | Maintenance Costs (MC) | Architectural works ¦ Non-structural works | Finishes under cover |  | 5 | 04 | 060 | 000 | 5.04.060
Ss_40_90_60_85 | 40 | 90 | 60 | 85 | Special coating systems | Construction Costs (CC) | Architectural works ¦ Non-structural works | Finishes under cover |  | 2 | 04 | 060 | 000 | 2.04.060
Ss_40_90_60_85 | 40 | 90 | 60 | 85 | Special coating systems | Renewal Costs (RC) | Architectural works ¦ Non-structural works | Finishes under cover |  | 3 | 04 | 060 | 000 | 3.04.060
Ss_40_90_60_85 | 40 | 90 | 60 | 85 | Special coating systems | Maintenance Costs (MC) | Architectural works ¦ Non-structural works | Finishes under cover |  | 5 | 04 | 060 | 000 | 5.04.060
Ss_40_90_60_94 | 40 | 90 | 60 | 94 | Water-based anti-corrosion systems | Construction Costs (CC) | Architectural works ¦ Non-structural works | Finishes under cover |  | 2 | 04 | 060 | 000 | 2.04.060
Ss_40_90_60_94 | 40 | 90 | 60 | 94 | Water-based anti-corrosion systems | Renewal Costs (RC) | Architectural works ¦ Non-structural works | Finishes under cover |  | 3 | 04 | 060 | 000 | 3.04.060
Ss_40_90_60_94 | 40 | 90 | 60 | 94 | Water-based anti-corrosion systems | Maintenance Costs (MC) | Architectural works ¦ Non-structural works | Finishes under cover |  | 5 | 04 | 060 | 000 | 5.04.060
Ss_40_90_60_95 | 40 | 90 | 60 | 95 | Waterborne paint systems | Construction Costs (CC) | Architectural works ¦ Non-structural works | Finishes under cover |  | 2 | 04 | 060 | 000 | 2.04.060
Ss_40_90_60_95 | 40 | 90 | 60 | 95 | Waterborne paint systems | Renewal Costs (RC) | Architectural works ¦ Non-structural works | Finishes under cover |  | 3 | 04 | 060 | 000 | 3.04.060
Ss_40_90_60_95 | 40 | 90 | 60 | 95 | Waterborne paint systems | Maintenance Costs (MC) | Architectural works ¦ Non-structural works | Finishes under cover |  | 5 | 04 | 060 | 000 | 5.04.060
Ss_40_90_65 | 40 | 90 | 65 |  | Powder coating systems | Construction Costs (CC) | Architectural works ¦ Non-structural works | Finishes under cover |  | 2 | 04 | 060 | 000 | 2.04.060
Ss_40_90_65 | 40 | 90 | 65 |  | Powder coating systems | Renewal Costs (RC) | Architectural works ¦ Non-structural works | Finishes under cover |  | 3 | 04 | 060 | 000 | 3.04.060
Ss_40_90_65 | 40 | 90 | 65 |  | Powder coating systems | Maintenance Costs (MC) | Architectural works ¦ Non-structural works | Finishes under cover |  | 5 | 04 | 060 | 000 | 5.04.060
Ss_40_90_65_05 | 40 | 90 | 65 | 05 | Powder coating for aluminium systems | Construction Costs (CC) | Architectural works ¦ Non-structural works | Finishes under cover |  | 2 | 04 | 060 | 000 | 2.04.060
Ss_40_90_65_05 | 40 | 90 | 65 | 05 | Powder coating for aluminium systems | Renewal Costs (RC) | Architectural works ¦ Non-structural works | Finishes under cover |  | 3 | 04 | 060 | 000 | 3.04.060
Ss_40_90_65_05 | 40 | 90 | 65 | 05 | Powder coating for aluminium systems | Maintenance Costs (MC) | Architectural works ¦ Non-structural works | Finishes under cover |  | 5 | 04 | 060 | 000 | 5.04.060
Ss_40_90_65_85 | 40 | 90 | 65 | 85 | Powder coating for steel systems | Construction Costs (CC) | Architectural works ¦ Non-structural works | Finishes under cover |  | 2 | 04 | 060 | 000 | 2.04.060
Ss_40_90_65_85 | 40 | 90 | 65 | 85 | Powder coating for steel systems | Renewal Costs (RC) | Architectural works ¦ Non-structural works | Finishes under cover |  | 3 | 04 | 060 | 000 | 3.04.060
Ss_40_90_65_85 | 40 | 90 | 65 | 85 | Powder coating for steel systems | Maintenance Costs (MC) | Architectural works ¦ Non-structural works | Finishes under cover |  | 5 | 04 | 060 | 000 | 5.04.060
Ss_40_90_75 | 40 | 90 | 75 |  | Services painting systems | Construction Costs (CC) | Architectural works ¦ Non-structural works | Finishes under cover |  | 2 | 04 | 060 | 000 | 2.04.060
Ss_40_90_75 | 40 | 90 | 75 |  | Services painting systems | Renewal Costs (RC) | Architectural works ¦ Non-structural works | Finishes under cover |  | 3 | 04 | 060 | 000 | 3.04.060
Ss_40_90_75 | 40 | 90 | 75 |  | Services painting systems | Maintenance Costs (MC) | Architectural works ¦ Non-structural works | Finishes under cover |  | 5 | 04 | 060 | 000 | 5.04.060
Ss_40_90_95 | 40 | 90 | 95 |  | Wood preservative and fire retardant treatment systems | Construction Costs (CC) | Architectural works ¦ Non-structural works | Finishes under cover |  | 2 | 04 | 060 | 000 | 2.04.060
Ss_40_90_95 | 40 | 90 | 95 |  | Wood preservative and fire retardant treatment systems | Renewal Costs (RC) | Architectural works ¦ Non-structural works | Finishes under cover |  | 3 | 04 | 060 | 000 | 3.04.060
Ss_40_90_95 | 40 | 90 | 95 |  | Wood preservative and fire retardant treatment systems | Maintenance Costs (MC) | Architectural works ¦ Non-structural works | Finishes under cover |  | 5 | 04 | 060 | 000 | 5.04.060
Ss_40_90_95_30 | 40 | 90 | 95 | 30 | Fire retardant treatment systems | Construction Costs (CC) | Architectural works ¦ Non-structural works | Finishes under cover |  | 2 | 04 | 060 | 000 | 2.04.060
Ss_40_90_95_30 | 40 | 90 | 95 | 30 | Fire retardant treatment systems | Renewal Costs (RC) | Architectural works ¦ Non-structural works | Finishes under cover |  | 3 | 04 | 060 | 000 | 3.04.060
Ss_40_90_95_30 | 40 | 90 | 95 | 30 | Fire retardant treatment systems | Maintenance Costs (MC) | Architectural works ¦ Non-structural works | Finishes under cover |  | 5 | 04 | 060 | 000 | 5.04.060
Ss_40_90_95_65 | 40 | 90 | 95 | 65 | Preservative treatment systems | Construction Costs (CC) | Architectural works ¦ Non-structural works | Finishes under cover |  | 2 | 04 | 060 | 000 | 2.04.060
Ss_40_90_95_65 | 40 | 90 | 95 | 65 | Preservative treatment systems | Renewal Costs (RC) | Architectural works ¦ Non-structural works | Finishes under cover |  | 3 | 04 | 060 | 000 | 3.04.060
Ss_40_90_95_65 | 40 | 90 | 95 | 65 | Preservative treatment systems | Maintenance Costs (MC) | Architectural works ¦ Non-structural works | Finishes under cover |  | 5 | 04 | 060 | 000 | 5.04.060
Ss_40_95 | 40 | 95 |  |  | Temporary signage and FF&E systems | Construction Costs (CC) | Architectural works ¦ Non-structural works | Finishes under cover |  | 2 | 04 | 060 | 000 | 2.04.060
Ss_40_95 | 40 | 95 |  |  | Temporary signage and FF&E systems | Renewal Costs (RC) | Architectural works ¦ Non-structural works | Finishes under cover |  | 3 | 04 | 060 | 000 | 3.04.060
Ss_40_95 | 40 | 95 |  |  | Temporary signage and FF&E systems | Maintenance Costs (MC) | Architectural works ¦ Non-structural works | Finishes under cover |  | 5 | 04 | 060 | 000 | 5.04.060
Ss_45 | 45 |  |  |  | Flora and fauna systems - in civil |  |  |  |  | 00 | 00 | 000 | 000 | 00.00.000
Ss_45_05 | 45 | 05 |  |  | Ecosystems | Construction Costs (CC) | Preliminaries ¦ Constructors’ site overheads ¦ general requirements | Safety, health and environmental management |  | 2 | 08 | 100 | 000 | 2.08.100
Ss_45_05 | 45 | 05 |  |  | Ecosystems | Renewal Costs (RC) | Preliminaries ¦ Constructors’ site overheads ¦ general requirements | Safety, health and environmental management |  | 3 | 08 | 100 | 000 | 3.08.100
Ss_45_05 | 45 | 05 |  |  | Ecosystems | Maintenance Costs (MC) | Preliminaries ¦ Constructors’ site overheads ¦ general requirements | Safety, health and environmental management |  | 5 | 08 | 100 | 000 | 5.08.100
Ss_45_10 | 45 | 10 |  |  | Flora and fauna control systems | Construction Costs (CC) | Preliminaries ¦ Constructors’ site overheads ¦ general requirements | Safety, health and environmental management |  | 2 | 08 | 100 | 000 | 2.08.100
Ss_45_10 | 45 | 10 |  |  | Flora and fauna control systems | Renewal Costs (RC) | Preliminaries ¦ Constructors’ site overheads ¦ general requirements | Safety, health and environmental management |  | 3 | 08 | 100 | 000 | 3.08.100
Ss_45_10 | 45 | 10 |  |  | Flora and fauna control systems | Maintenance Costs (MC) | Preliminaries ¦ Constructors’ site overheads ¦ general requirements | Safety, health and environmental management |  | 5 | 08 | 100 | 000 | 5.08.100
Ss_45_10_10 | 45 | 10 | 10 |  | Bird, insect and vermin control systems | Construction Costs (CC) | Preliminaries ¦ Constructors’ site overheads ¦ general requirements | Safety, health and environmental management |  | 2 | 08 | 100 | 000 | 2.08.100
Ss_45_10_10 | 45 | 10 | 10 |  | Bird, insect and vermin control systems | Renewal Costs (RC) | Preliminaries ¦ Constructors’ site overheads ¦ general requirements | Safety, health and environmental management |  | 3 | 08 | 100 | 000 | 3.08.100
Ss_45_10_10 | 45 | 10 | 10 |  | Bird, insect and vermin control systems | Maintenance Costs (MC) | Preliminaries ¦ Constructors’ site overheads ¦ general requirements | Safety, health and environmental management |  | 5 | 08 | 100 | 000 | 5.08.100
Ss_45_10_10_04 | 45 | 10 | 10 | 04 | Animal control systems | Construction Costs (CC) | Preliminaries ¦ Constructors’ site overheads ¦ general requirements | Safety, health and environmental management |  | 2 | 08 | 100 | 000 | 2.08.100
Ss_45_10_10_04 | 45 | 10 | 10 | 04 | Animal control systems | Renewal Costs (RC) | Preliminaries ¦ Constructors’ site overheads ¦ general requirements | Safety, health and environmental management |  | 3 | 08 | 100 | 000 | 3.08.100
Ss_45_10_10_04 | 45 | 10 | 10 | 04 | Animal control systems | Maintenance Costs (MC) | Preliminaries ¦ Constructors’ site overheads ¦ general requirements | Safety, health and environmental management |  | 5 | 08 | 100 | 000 | 5.08.100
Ss_45_10_10_10 | 45 | 10 | 10 | 10 | Bird control systems | Construction Costs (CC) | Preliminaries ¦ Constructors’ site overheads ¦ general requirements | Safety, health and environmental management |  | 2 | 08 | 100 | 000 | 2.08.100
Ss_45_10_10_10 | 45 | 10 | 10 | 10 | Bird control systems | Renewal Costs (RC) | Preliminaries ¦ Constructors’ site overheads ¦ general requirements | Safety, health and environmental management |  | 3 | 08 | 100 | 000 | 3.08.100
Ss_45_10_10_10 | 45 | 10 | 10 | 10 | Bird control systems | Maintenance Costs (MC) | Preliminaries ¦ Constructors’ site overheads ¦ general requirements | Safety, health and environmental management |  | 5 | 08 | 100 | 000 | 5.08.100
Ss_45_10_10_14 | 45 | 10 | 10 | 14 | Chemical termite protection systems | Construction Costs (CC) | Preliminaries ¦ Constructors’ site overheads ¦ general requirements | Safety, health and environmental management |  | 2 | 08 | 100 | 000 | 2.08.100
Ss_45_10_10_14 | 45 | 10 | 10 | 14 | Chemical termite protection systems | Renewal Costs (RC) | Preliminaries ¦ Constructors’ site overheads ¦ general requirements | Safety, health and environmental management |  | 3 | 08 | 100 | 000 | 3.08.100
Ss_45_10_10_14 | 45 | 10 | 10 | 14 | Chemical termite protection systems | Maintenance Costs (MC) | Preliminaries ¦ Constructors’ site overheads ¦ general requirements | Safety, health and environmental management |  | 5 | 08 | 100 | 000 | 5.08.100
Ss_45_10_10_40 | 45 | 10 | 10 | 40 | Insect control systems | Construction Costs (CC) | Preliminaries ¦ Constructors’ site overheads ¦ general requirements | Safety, health and environmental management |  | 2 | 08 | 100 | 000 | 2.08.100
Ss_45_10_10_40 | 45 | 10 | 10 | 40 | Insect control systems | Renewal Costs (RC) | Preliminaries ¦ Constructors’ site overheads ¦ general requirements | Safety, health and environmental management |  | 3 | 08 | 100 | 000 | 3.08.100
Ss_45_10_10_40 | 45 | 10 | 10 | 40 | Insect control systems | Maintenance Costs (MC) | Preliminaries ¦ Constructors’ site overheads ¦ general requirements | Safety, health and environmental management |  | 5 | 08 | 100 | 000 | 5.08.100
Ss_45_10_10_64 | 45 | 10 | 10 | 64 | Physical termite protection systems | Construction Costs (CC) | Preliminaries ¦ Constructors’ site overheads ¦ general requirements | Safety, health and environmental management |  | 2 | 08 | 100 | 000 | 2.08.100
Ss_45_10_10_64 | 45 | 10 | 10 | 64 | Physical termite protection systems | Renewal Costs (RC) | Preliminaries ¦ Constructors’ site overheads ¦ general requirements | Safety, health and environmental management |  | 3 | 08 | 100 | 000 | 3.08.100
Ss_45_10_10_64 | 45 | 10 | 10 | 64 | Physical termite protection systems | Maintenance Costs (MC) | Preliminaries ¦ Constructors’ site overheads ¦ general requirements | Safety, health and environmental management |  | 5 | 08 | 100 | 000 | 5.08.100
Ss_45_10_10_72 | 45 | 10 | 10 | 72 | Rodent control systems | Construction Costs (CC) | Preliminaries ¦ Constructors’ site overheads ¦ general requirements | Safety, health and environmental management |  | 2 | 08 | 100 | 000 | 2.08.100
Ss_45_10_10_72 | 45 | 10 | 10 | 72 | Rodent control systems | Renewal Costs (RC) | Preliminaries ¦ Constructors’ site overheads ¦ general requirements | Safety, health and environmental management |  | 3 | 08 | 100 | 000 | 3.08.100
Ss_45_10_10_72 | 45 | 10 | 10 | 72 | Rodent control systems | Maintenance Costs (MC) | Preliminaries ¦ Constructors’ site overheads ¦ general requirements | Safety, health and environmental management |  | 5 | 08 | 100 | 000 | 5.08.100
Ss_45_10_40 | 45 | 10 | 40 |  | Invasive microbial and invertebrate control systems | Construction Costs (CC) | Preliminaries ¦ Constructors’ site overheads ¦ general requirements | Safety, health and environmental management |  | 2 | 08 | 100 | 000 | 2.08.100
Ss_45_10_40 | 45 | 10 | 40 |  | Invasive microbial and invertebrate control systems | Renewal Costs (RC) | Preliminaries ¦ Constructors’ site overheads ¦ general requirements | Safety, health and environmental management |  | 3 | 08 | 100 | 000 | 3.08.100
Ss_45_10_40 | 45 | 10 | 40 |  | Invasive microbial and invertebrate control systems | Maintenance Costs (MC) | Preliminaries ¦ Constructors’ site overheads ¦ general requirements | Safety, health and environmental management |  | 5 | 08 | 100 | 000 | 5.08.100
Ss_45_10_40_40 | 45 | 10 | 40 | 40 | Invertebrate control systems | Construction Costs (CC) | Preliminaries ¦ Constructors’ site overheads ¦ general requirements | Safety, health and environmental management |  | 2 | 08 | 100 | 000 | 2.08.100
Ss_45_10_40_40 | 45 | 10 | 40 | 40 | Invertebrate control systems | Renewal Costs (RC) | Preliminaries ¦ Constructors’ site overheads ¦ general requirements | Safety, health and environmental management |  | 3 | 08 | 100 | 000 | 3.08.100
Ss_45_10_40_40 | 45 | 10 | 40 | 40 | Invertebrate control systems | Maintenance Costs (MC) | Preliminaries ¦ Constructors’ site overheads ¦ general requirements | Safety, health and environmental management |  | 5 | 08 | 100 | 000 | 5.08.100
Ss_45_10_40_50 | 45 | 10 | 40 | 50 | Microbial control systems | Construction Costs (CC) | Preliminaries ¦ Constructors’ site overheads ¦ general requirements | Safety, health and environmental management |  | 2 | 08 | 100 | 000 | 2.08.100
Ss_45_10_40_50 | 45 | 10 | 40 | 50 | Microbial control systems | Renewal Costs (RC) | Preliminaries ¦ Constructors’ site overheads ¦ general requirements | Safety, health and environmental management |  | 3 | 08 | 100 | 000 | 3.08.100
Ss_45_10_40_50 | 45 | 10 | 40 | 50 | Microbial control systems | Maintenance Costs (MC) | Preliminaries ¦ Constructors’ site overheads ¦ general requirements | Safety, health and environmental management |  | 5 | 08 | 100 | 000 | 5.08.100
Ss_45_10_95 | 45 | 10 | 95 |  | Vegetation control systems | Construction Costs (CC) | Preliminaries ¦ Constructors’ site overheads ¦ general requirements | Safety, health and environmental management |  | 2 | 08 | 100 | 000 | 2.08.100
Ss_45_10_95 | 45 | 10 | 95 |  | Vegetation control systems | Renewal Costs (RC) | Preliminaries ¦ Constructors’ site overheads ¦ general requirements | Safety, health and environmental management |  | 3 | 08 | 100 | 000 | 3.08.100
Ss_45_10_95 | 45 | 10 | 95 |  | Vegetation control systems | Maintenance Costs (MC) | Preliminaries ¦ Constructors’ site overheads ¦ general requirements | Safety, health and environmental management |  | 5 | 08 | 100 | 000 | 5.08.100
Ss_45_10_95_50 | 45 | 10 | 95 | 50 | Moss, algae and lichen control systems | Construction Costs (CC) | Preliminaries ¦ Constructors’ site overheads ¦ general requirements | Safety, health and environmental management |  | 2 | 08 | 100 | 000 | 2.08.100
Ss_45_10_95_50 | 45 | 10 | 95 | 50 | Moss, algae and lichen control systems | Renewal Costs (RC) | Preliminaries ¦ Constructors’ site overheads ¦ general requirements | Safety, health and environmental management |  | 3 | 08 | 100 | 000 | 3.08.100
Ss_45_10_95_50 | 45 | 10 | 95 | 50 | Moss, algae and lichen control systems | Maintenance Costs (MC) | Preliminaries ¦ Constructors’ site overheads ¦ general requirements | Safety, health and environmental management |  | 5 | 08 | 100 | 000 | 5.08.100
Ss_45_10_95_72 | 45 | 10 | 95 | 72 | Rooted plants on hard surfaces control systems | Construction Costs (CC) | Preliminaries ¦ Constructors’ site overheads ¦ general requirements | Safety, health and environmental management |  | 2 | 08 | 100 | 000 | 2.08.100
Ss_45_10_95_72 | 45 | 10 | 95 | 72 | Rooted plants on hard surfaces control systems | Renewal Costs (RC) | Preliminaries ¦ Constructors’ site overheads ¦ general requirements | Safety, health and environmental management |  | 3 | 08 | 100 | 000 | 3.08.100
Ss_45_10_95_72 | 45 | 10 | 95 | 72 | Rooted plants on hard surfaces control systems | Maintenance Costs (MC) | Preliminaries ¦ Constructors’ site overheads ¦ general requirements | Safety, health and environmental management |  | 5 | 08 | 100 | 000 | 5.08.100
Ss_45_10_95_80 | 45 | 10 | 95 | 80 | Selective vegetation control systems | Construction Costs (CC) | Preliminaries ¦ Constructors’ site overheads ¦ general requirements | Safety, health and environmental management |  | 2 | 08 | 100 | 000 | 2.08.100
Ss_45_10_95_80 | 45 | 10 | 95 | 80 | Selective vegetation control systems | Renewal Costs (RC) | Preliminaries ¦ Constructors’ site overheads ¦ general requirements | Safety, health and environmental management |  | 3 | 08 | 100 | 000 | 3.08.100
Ss_45_10_95_80 | 45 | 10 | 95 | 80 | Selective vegetation control systems | Maintenance Costs (MC) | Preliminaries ¦ Constructors’ site overheads ¦ general requirements | Safety, health and environmental management |  | 5 | 08 | 100 | 000 | 5.08.100
Ss_45_10_95_81 | 45 | 10 | 95 | 81 | Self-clinging plants on hard surfaces control systems | Construction Costs (CC) | Preliminaries ¦ Constructors’ site overheads ¦ general requirements | Safety, health and environmental management |  | 2 | 08 | 100 | 000 | 2.08.100
Ss_45_10_95_81 | 45 | 10 | 95 | 81 | Self-clinging plants on hard surfaces control systems | Renewal Costs (RC) | Preliminaries ¦ Constructors’ site overheads ¦ general requirements | Safety, health and environmental management |  | 3 | 08 | 100 | 000 | 3.08.100
Ss_45_10_95_81 | 45 | 10 | 95 | 81 | Self-clinging plants on hard surfaces control systems | Maintenance Costs (MC) | Preliminaries ¦ Constructors’ site overheads ¦ general requirements | Safety, health and environmental management |  | 5 | 08 | 100 | 000 | 5.08.100
Ss_45_10_95_83 | 45 | 10 | 95 | 83 | Site vegetation control systems | Construction Costs (CC) | Preliminaries ¦ Constructors’ site overheads ¦ general requirements | Safety, health and environmental management |  | 2 | 08 | 100 | 000 | 2.08.100
Ss_45_10_95_83 | 45 | 10 | 95 | 83 | Site vegetation control systems | Renewal Costs (RC) | Preliminaries ¦ Constructors’ site overheads ¦ general requirements | Safety, health and environmental management |  | 3 | 08 | 100 | 000 | 3.08.100
Ss_45_10_95_83 | 45 | 10 | 95 | 83 | Site vegetation control systems | Maintenance Costs (MC) | Preliminaries ¦ Constructors’ site overheads ¦ general requirements | Safety, health and environmental management |  | 5 | 08 | 100 | 000 | 5.08.100
Ss_45_10_95_95 | 45 | 10 | 95 | 95 | Waterborne vegetation control systems | Construction Costs (CC) | Preliminaries ¦ Constructors’ site overheads ¦ general requirements | Safety, health and environmental management |  | 2 | 08 | 100 | 000 | 2.08.100
Ss_45_10_95_95 | 45 | 10 | 95 | 95 | Waterborne vegetation control systems | Renewal Costs (RC) | Preliminaries ¦ Constructors’ site overheads ¦ general requirements | Safety, health and environmental management |  | 3 | 08 | 100 | 000 | 3.08.100
Ss_45_10_95_95 | 45 | 10 | 95 | 95 | Waterborne vegetation control systems | Maintenance Costs (MC) | Preliminaries ¦ Constructors’ site overheads ¦ general requirements | Safety, health and environmental management |  | 5 | 08 | 100 | 000 | 5.08.100
Ss_45_30 | 45 | 30 |  |  | Aquatic flora systems | Construction Costs (CC) | Preliminaries ¦ Constructors’ site overheads ¦ general requirements | Safety, health and environmental management |  | 2 | 08 | 100 | 000 | 2.08.100
Ss_45_30 | 45 | 30 |  |  | Aquatic flora systems | Renewal Costs (RC) | Preliminaries ¦ Constructors’ site overheads ¦ general requirements | Safety, health and environmental management |  | 3 | 08 | 100 | 000 | 3.08.100
Ss_45_30 | 45 | 30 |  |  | Aquatic flora systems | Maintenance Costs (MC) | Preliminaries ¦ Constructors’ site overheads ¦ general requirements | Safety, health and environmental management |  | 5 | 08 | 100 | 000 | 5.08.100
Ss_45_30_05 | 45 | 30 | 05 |  | Aquatic and wetland planting systems | Construction Costs (CC) | Preliminaries ¦ Constructors’ site overheads ¦ general requirements | Safety, health and environmental management |  | 2 | 08 | 100 | 000 | 2.08.100
Ss_45_30_05 | 45 | 30 | 05 |  | Aquatic and wetland planting systems | Renewal Costs (RC) | Preliminaries ¦ Constructors’ site overheads ¦ general requirements | Safety, health and environmental management |  | 3 | 08 | 100 | 000 | 3.08.100
Ss_45_30_05 | 45 | 30 | 05 |  | Aquatic and wetland planting systems | Maintenance Costs (MC) | Preliminaries ¦ Constructors’ site overheads ¦ general requirements | Safety, health and environmental management |  | 5 | 08 | 100 | 000 | 5.08.100
Ss_45_30_05_05 | 45 | 30 | 05 | 05 | Aquatic planting systems | Construction Costs (CC) | Preliminaries ¦ Constructors’ site overheads ¦ general requirements | Safety, health and environmental management |  | 2 | 08 | 100 | 000 | 2.08.100
Ss_45_30_05_05 | 45 | 30 | 05 | 05 | Aquatic planting systems | Renewal Costs (RC) | Preliminaries ¦ Constructors’ site overheads ¦ general requirements | Safety, health and environmental management |  | 3 | 08 | 100 | 000 | 3.08.100
Ss_45_30_05_05 | 45 | 30 | 05 | 05 | Aquatic planting systems | Maintenance Costs (MC) | Preliminaries ¦ Constructors’ site overheads ¦ general requirements | Safety, health and environmental management |  | 5 | 08 | 100 | 000 | 5.08.100
Ss_45_30_05_50 | 45 | 30 | 05 | 50 | Marginal planting systems | Construction Costs (CC) | Preliminaries ¦ Constructors’ site overheads ¦ general requirements | Safety, health and environmental management |  | 2 | 08 | 100 | 000 | 2.08.100
Ss_45_30_05_50 | 45 | 30 | 05 | 50 | Marginal planting systems | Renewal Costs (RC) | Preliminaries ¦ Constructors’ site overheads ¦ general requirements | Safety, health and environmental management |  | 3 | 08 | 100 | 000 | 3.08.100
Ss_45_30_05_50 | 45 | 30 | 05 | 50 | Marginal planting systems | Maintenance Costs (MC) | Preliminaries ¦ Constructors’ site overheads ¦ general requirements | Safety, health and environmental management |  | 5 | 08 | 100 | 000 | 5.08.100
Ss_45_30_05_70 | 45 | 30 | 05 | 70 | Reedbed planting systems | Construction Costs (CC) | Preliminaries ¦ Constructors’ site overheads ¦ general requirements | Safety, health and environmental management |  | 2 | 08 | 100 | 000 | 2.08.100
Ss_45_30_05_70 | 45 | 30 | 05 | 70 | Reedbed planting systems | Renewal Costs (RC) | Preliminaries ¦ Constructors’ site overheads ¦ general requirements | Safety, health and environmental management |  | 3 | 08 | 100 | 000 | 3.08.100
Ss_45_30_05_70 | 45 | 30 | 05 | 70 | Reedbed planting systems | Maintenance Costs (MC) | Preliminaries ¦ Constructors’ site overheads ¦ general requirements | Safety, health and environmental management |  | 5 | 08 | 100 | 000 | 5.08.100
Ss_45_30_40 | 45 | 30 | 40 |  | Hydroponic planting systems | Construction Costs (CC) | Preliminaries ¦ Constructors’ site overheads ¦ general requirements | Safety, health and environmental management |  | 2 | 08 | 100 | 000 | 2.08.100
Ss_45_30_40 | 45 | 30 | 40 |  | Hydroponic planting systems | Renewal Costs (RC) | Preliminaries ¦ Constructors’ site overheads ¦ general requirements | Safety, health and environmental management |  | 3 | 08 | 100 | 000 | 3.08.100
Ss_45_30_40 | 45 | 30 | 40 |  | Hydroponic planting systems | Maintenance Costs (MC) | Preliminaries ¦ Constructors’ site overheads ¦ general requirements | Safety, health and environmental management |  | 5 | 08 | 100 | 000 | 5.08.100
Ss_45_35 | 45 | 35 |  |  | Ground based flora systems | Construction Costs (CC) | Preliminaries ¦ Constructors’ site overheads ¦ general requirements | Safety, health and environmental management |  | 2 | 08 | 100 | 000 | 2.08.100
Ss_45_35 | 45 | 35 |  |  | Ground based flora systems | Renewal Costs (RC) | Preliminaries ¦ Constructors’ site overheads ¦ general requirements | Safety, health and environmental management |  | 3 | 08 | 100 | 000 | 3.08.100
Ss_45_35 | 45 | 35 |  |  | Ground based flora systems | Maintenance Costs (MC) | Preliminaries ¦ Constructors’ site overheads ¦ general requirements | Safety, health and environmental management |  | 5 | 08 | 100 | 000 | 5.08.100
Ss_45_35_05 | 45 | 35 | 05 |  | Amenity and ornamental planting systems | Construction Costs (CC) | Preliminaries ¦ Constructors’ site overheads ¦ general requirements | Safety, health and environmental management |  | 2 | 08 | 100 | 000 | 2.08.100
Ss_45_35_05 | 45 | 35 | 05 |  | Amenity and ornamental planting systems | Renewal Costs (RC) | Preliminaries ¦ Constructors’ site overheads ¦ general requirements | Safety, health and environmental management |  | 3 | 08 | 100 | 000 | 3.08.100
Ss_45_35_05 | 45 | 35 | 05 |  | Amenity and ornamental planting systems | Maintenance Costs (MC) | Preliminaries ¦ Constructors’ site overheads ¦ general requirements | Safety, health and environmental management |  | 5 | 08 | 100 | 000 | 5.08.100
Ss_45_35_05_08 | 45 | 35 | 05 | 08 | Bed-planted annual, perennial and bulb systems | Construction Costs (CC) | Preliminaries ¦ Constructors’ site overheads ¦ general requirements | Safety, health and environmental management |  | 2 | 08 | 100 | 000 | 2.08.100
Ss_45_35_05_08 | 45 | 35 | 05 | 08 | Bed-planted annual, perennial and bulb systems | Renewal Costs (RC) | Preliminaries ¦ Constructors’ site overheads ¦ general requirements | Safety, health and environmental management |  | 3 | 08 | 100 | 000 | 3.08.100
Ss_45_35_05_08 | 45 | 35 | 05 | 08 | Bed-planted annual, perennial and bulb systems | Maintenance Costs (MC) | Preliminaries ¦ Constructors’ site overheads ¦ general requirements | Safety, health and environmental management |  | 5 | 08 | 100 | 000 | 5.08.100
Ss_45_35_05_35 | 45 | 35 | 05 | 35 | Grass-planted bulb and wildflower systems | Construction Costs (CC) | Preliminaries ¦ Constructors’ site overheads ¦ general requirements | Safety, health and environmental management |  | 2 | 08 | 100 | 000 | 2.08.100
Ss_45_35_05_35 | 45 | 35 | 05 | 35 | Grass-planted bulb and wildflower systems | Renewal Costs (RC) | Preliminaries ¦ Constructors’ site overheads ¦ general requirements | Safety, health and environmental management |  | 3 | 08 | 100 | 000 | 3.08.100
Ss_45_35_05_35 | 45 | 35 | 05 | 35 | Grass-planted bulb and wildflower systems | Maintenance Costs (MC) | Preliminaries ¦ Constructors’ site overheads ¦ general requirements | Safety, health and environmental management |  | 5 | 08 | 100 | 000 | 5.08.100
Ss_45_35_05_37 | 45 | 35 | 05 | 37 | Grass-planted small tree and shrub systems | Construction Costs (CC) | Preliminaries ¦ Constructors’ site overheads ¦ general requirements | Safety, health and environmental management |  | 2 | 08 | 100 | 000 | 2.08.100
Ss_45_35_05_37 | 45 | 35 | 05 | 37 | Grass-planted small tree and shrub systems | Renewal Costs (RC) | Preliminaries ¦ Constructors’ site overheads ¦ general requirements | Safety, health and environmental management |  | 3 | 08 | 100 | 000 | 3.08.100
Ss_45_35_05_37 | 45 | 35 | 05 | 37 | Grass-planted small tree and shrub systems | Maintenance Costs (MC) | Preliminaries ¦ Constructors’ site overheads ¦ general requirements | Safety, health and environmental management |  | 5 | 08 | 100 | 000 | 5.08.100
Ss_45_35_05_42 | 45 | 35 | 05 | 42 | Long-stem planted small tree and shrub systems | Construction Costs (CC) | Preliminaries ¦ Constructors’ site overheads ¦ general requirements | Safety, health and environmental management |  | 2 | 08 | 100 | 000 | 2.08.100
Ss_45_35_05_42 | 45 | 35 | 05 | 42 | Long-stem planted small tree and shrub systems | Renewal Costs (RC) | Preliminaries ¦ Constructors’ site overheads ¦ general requirements | Safety, health and environmental management |  | 3 | 08 | 100 | 000 | 3.08.100
Ss_45_35_05_42 | 45 | 35 | 05 | 42 | Long-stem planted small tree and shrub systems | Maintenance Costs (MC) | Preliminaries ¦ Constructors’ site overheads ¦ general requirements | Safety, health and environmental management |  | 5 | 08 | 100 | 000 | 5.08.100
Ss_45_35_05_62 | 45 | 35 | 05 | 62 | Pit-planted climber systems | Construction Costs (CC) | Preliminaries ¦ Constructors’ site overheads ¦ general requirements | Safety, health and environmental management |  | 2 | 08 | 100 | 000 | 2.08.100
Ss_45_35_05_62 | 45 | 35 | 05 | 62 | Pit-planted climber systems | Renewal Costs (RC) | Preliminaries ¦ Constructors’ site overheads ¦ general requirements | Safety, health and environmental management |  | 3 | 08 | 100 | 000 | 3.08.100
Ss_45_35_05_62 | 45 | 35 | 05 | 62 | Pit-planted climber systems | Maintenance Costs (MC) | Preliminaries ¦ Constructors’ site overheads ¦ general requirements | Safety, health and environmental management |  | 5 | 08 | 100 | 000 | 5.08.100
Ss_45_35_05_64 | 45 | 35 | 05 | 64 | Pit-planted perennial systems | Construction Costs (CC) | Preliminaries ¦ Constructors’ site overheads ¦ general requirements | Safety, health and environmental management |  | 2 | 08 | 100 | 000 | 2.08.100
Ss_45_35_05_64 | 45 | 35 | 05 | 64 | Pit-planted perennial systems | Renewal Costs (RC) | Preliminaries ¦ Constructors’ site overheads ¦ general requirements | Safety, health and environmental management |  | 3 | 08 | 100 | 000 | 3.08.100
Ss_45_35_05_64 | 45 | 35 | 05 | 64 | Pit-planted perennial systems | Maintenance Costs (MC) | Preliminaries ¦ Constructors’ site overheads ¦ general requirements | Safety, health and environmental management |  | 5 | 08 | 100 | 000 | 5.08.100
Ss_45_35_05_66 | 45 | 35 | 05 | 66 | Pit-planted large tree systems | Construction Costs (CC) | Preliminaries ¦ Constructors’ site overheads ¦ general requirements | Safety, health and environmental management |  | 2 | 08 | 100 | 000 | 2.08.100
Ss_45_35_05_66 | 45 | 35 | 05 | 66 | Pit-planted large tree systems | Renewal Costs (RC) | Preliminaries ¦ Constructors’ site overheads ¦ general requirements | Safety, health and environmental management |  | 3 | 08 | 100 | 000 | 3.08.100
Ss_45_35_05_66 | 45 | 35 | 05 | 66 | Pit-planted large tree systems | Maintenance Costs (MC) | Preliminaries ¦ Constructors’ site overheads ¦ general requirements | Safety, health and environmental management |  | 5 | 08 | 100 | 000 | 5.08.100
Ss_45_35_05_67 | 45 | 35 | 05 | 67 | Pit-planted small tree and shrub systems | Construction Costs (CC) | Preliminaries ¦ Constructors’ site overheads ¦ general requirements | Safety, health and environmental management |  | 2 | 08 | 100 | 000 | 2.08.100
Ss_45_35_05_67 | 45 | 35 | 05 | 67 | Pit-planted small tree and shrub systems | Renewal Costs (RC) | Preliminaries ¦ Constructors’ site overheads ¦ general requirements | Safety, health and environmental management |  | 3 | 08 | 100 | 000 | 3.08.100
Ss_45_35_05_67 | 45 | 35 | 05 | 67 | Pit-planted small tree and shrub systems | Maintenance Costs (MC) | Preliminaries ¦ Constructors’ site overheads ¦ general requirements | Safety, health and environmental management |  | 5 | 08 | 100 | 000 | 5.08.100
Ss_45_35_08 | 45 | 35 | 08 |  | Biodiversity and environmental conservation systems | Construction Costs (CC) | Preliminaries ¦ Constructors’ site overheads ¦ general requirements | Safety, health and environmental management |  | 2 | 08 | 100 | 000 | 2.08.100
Ss_45_35_08 | 45 | 35 | 08 |  | Biodiversity and environmental conservation systems | Renewal Costs (RC) | Preliminaries ¦ Constructors’ site overheads ¦ general requirements | Safety, health and environmental management |  | 3 | 08 | 100 | 000 | 3.08.100
Ss_45_35_08 | 45 | 35 | 08 |  | Biodiversity and environmental conservation systems | Maintenance Costs (MC) | Preliminaries ¦ Constructors’ site overheads ¦ general requirements | Safety, health and environmental management |  | 5 | 08 | 100 | 000 | 5.08.100
Ss_45_35_08_29 | 45 | 35 | 08 | 29 | Flora species introduction systems | Construction Costs (CC) | Preliminaries ¦ Constructors’ site overheads ¦ general requirements | Safety, health and environmental management |  | 2 | 08 | 100 | 000 | 2.08.100
Ss_45_35_08_29 | 45 | 35 | 08 | 29 | Flora species introduction systems | Renewal Costs (RC) | Preliminaries ¦ Constructors’ site overheads ¦ general requirements | Safety, health and environmental management |  | 3 | 08 | 100 | 000 | 3.08.100
Ss_45_35_08_29 | 45 | 35 | 08 | 29 | Flora species introduction systems | Maintenance Costs (MC) | Preliminaries ¦ Constructors’ site overheads ¦ general requirements | Safety, health and environmental management |  | 5 | 08 | 100 | 000 | 5.08.100
Ss_45_35_08_30 | 45 | 35 | 08 | 30 | Flora species protection systems | Construction Costs (CC) | Preliminaries ¦ Constructors’ site overheads ¦ general requirements | Safety, health and environmental management |  | 2 | 08 | 100 | 000 | 2.08.100
Ss_45_35_08_30 | 45 | 35 | 08 | 30 | Flora species protection systems | Renewal Costs (RC) | Preliminaries ¦ Constructors’ site overheads ¦ general requirements | Safety, health and environmental management |  | 3 | 08 | 100 | 000 | 3.08.100
Ss_45_35_08_30 | 45 | 35 | 08 | 30 | Flora species protection systems | Maintenance Costs (MC) | Preliminaries ¦ Constructors’ site overheads ¦ general requirements | Safety, health and environmental management |  | 5 | 08 | 100 | 000 | 5.08.100
Ss_45_35_08_35 | 45 | 35 | 08 | 35 | Habitat creation systems | Construction Costs (CC) | Preliminaries ¦ Constructors’ site overheads ¦ general requirements | Safety, health and environmental management |  | 2 | 08 | 100 | 000 | 2.08.100
Ss_45_35_08_35 | 45 | 35 | 08 | 35 | Habitat creation systems | Renewal Costs (RC) | Preliminaries ¦ Constructors’ site overheads ¦ general requirements | Safety, health and environmental management |  | 3 | 08 | 100 | 000 | 3.08.100
Ss_45_35_08_35 | 45 | 35 | 08 | 35 | Habitat creation systems | Maintenance Costs (MC) | Preliminaries ¦ Constructors’ site overheads ¦ general requirements | Safety, health and environmental management |  | 5 | 08 | 100 | 000 | 5.08.100
Ss_45_35_08_37 | 45 | 35 | 08 | 37 | Habitat management and enhancement systems | Construction Costs (CC) | Preliminaries ¦ Constructors’ site overheads ¦ general requirements | Safety, health and environmental management |  | 2 | 08 | 100 | 000 | 2.08.100
Ss_45_35_08_37 | 45 | 35 | 08 | 37 | Habitat management and enhancement systems | Renewal Costs (RC) | Preliminaries ¦ Constructors’ site overheads ¦ general requirements | Safety, health and environmental management |  | 3 | 08 | 100 | 000 | 3.08.100
Ss_45_35_08_37 | 45 | 35 | 08 | 37 | Habitat management and enhancement systems | Maintenance Costs (MC) | Preliminaries ¦ Constructors’ site overheads ¦ general requirements | Safety, health and environmental management |  | 5 | 08 | 100 | 000 | 5.08.100
Ss_45_35_08_38 | 45 | 35 | 08 | 38 | Habitat protection systems | Construction Costs (CC) | Preliminaries ¦ Constructors’ site overheads ¦ general requirements | Safety, health and environmental management |  | 2 | 08 | 100 | 000 | 2.08.100
Ss_45_35_08_38 | 45 | 35 | 08 | 38 | Habitat protection systems | Renewal Costs (RC) | Preliminaries ¦ Constructors’ site overheads ¦ general requirements | Safety, health and environmental management |  | 3 | 08 | 100 | 000 | 3.08.100
Ss_45_35_08_38 | 45 | 35 | 08 | 38 | Habitat protection systems | Maintenance Costs (MC) | Preliminaries ¦ Constructors’ site overheads ¦ general requirements | Safety, health and environmental management |  | 5 | 08 | 100 | 000 | 5.08.100
Ss_45_35_30 | 45 | 35 | 30 |  | Forestry, biomass, hedging and roadside planting systems | Construction Costs (CC) | Preliminaries ¦ Constructors’ site overheads ¦ general requirements | Safety, health and environmental management |  | 2 | 08 | 100 | 000 | 2.08.100
Ss_45_35_30 | 45 | 35 | 30 |  | Forestry, biomass, hedging and roadside planting systems | Renewal Costs (RC) | Preliminaries ¦ Constructors’ site overheads ¦ general requirements | Safety, health and environmental management |  | 3 | 08 | 100 | 000 | 3.08.100
Ss_45_35_30 | 45 | 35 | 30 |  | Forestry, biomass, hedging and roadside planting systems | Maintenance Costs (MC) | Preliminaries ¦ Constructors’ site overheads ¦ general requirements | Safety, health and environmental management |  | 5 | 08 | 100 | 000 | 5.08.100
Ss_45_35_30_40 | 45 | 35 | 30 | 40 | Hydraulic seeded tree and shrub systems | Construction Costs (CC) | Preliminaries ¦ Constructors’ site overheads ¦ general requirements | Safety, health and environmental management |  | 2 | 08 | 100 | 000 | 2.08.100
Ss_45_35_30_40 | 45 | 35 | 30 | 40 | Hydraulic seeded tree and shrub systems | Renewal Costs (RC) | Preliminaries ¦ Constructors’ site overheads ¦ general requirements | Safety, health and environmental management |  | 3 | 08 | 100 | 000 | 3.08.100
Ss_45_35_30_40 | 45 | 35 | 30 | 40 | Hydraulic seeded tree and shrub systems | Maintenance Costs (MC) | Preliminaries ¦ Constructors’ site overheads ¦ general requirements | Safety, health and environmental management |  | 5 | 08 | 100 | 000 | 5.08.100
Ss_45_35_30_55 | 45 | 35 | 30 | 55 | Notch-planted tree and shrub systems | Construction Costs (CC) | Preliminaries ¦ Constructors’ site overheads ¦ general requirements | Safety, health and environmental management |  | 2 | 08 | 100 | 000 | 2.08.100
Ss_45_35_30_55 | 45 | 35 | 30 | 55 | Notch-planted tree and shrub systems | Renewal Costs (RC) | Preliminaries ¦ Constructors’ site overheads ¦ general requirements | Safety, health and environmental management |  | 3 | 08 | 100 | 000 | 3.08.100
Ss_45_35_30_55 | 45 | 35 | 30 | 55 | Notch-planted tree and shrub systems | Maintenance Costs (MC) | Preliminaries ¦ Constructors’ site overheads ¦ general requirements | Safety, health and environmental management |  | 5 | 08 | 100 | 000 | 5.08.100
Ss_45_35_30_62 | 45 | 35 | 30 | 62 | Pit-planted tree and shrub systems | Construction Costs (CC) | Preliminaries ¦ Constructors’ site overheads ¦ general requirements | Safety, health and environmental management |  | 2 | 08 | 100 | 000 | 2.08.100
Ss_45_35_30_62 | 45 | 35 | 30 | 62 | Pit-planted tree and shrub systems | Renewal Costs (RC) | Preliminaries ¦ Constructors’ site overheads ¦ general requirements | Safety, health and environmental management |  | 3 | 08 | 100 | 000 | 3.08.100
Ss_45_35_30_62 | 45 | 35 | 30 | 62 | Pit-planted tree and shrub systems | Maintenance Costs (MC) | Preliminaries ¦ Constructors’ site overheads ¦ general requirements | Safety, health and environmental management |  | 5 | 08 | 100 | 000 | 5.08.100
Ss_45_35_30_72 | 45 | 35 | 30 | 72 | Ridge and furrow-planted tree and shrub systems | Construction Costs (CC) | Preliminaries ¦ Constructors’ site overheads ¦ general requirements | Safety, health and environmental management |  | 2 | 08 | 100 | 000 | 2.08.100
Ss_45_35_30_72 | 45 | 35 | 30 | 72 | Ridge and furrow-planted tree and shrub systems | Renewal Costs (RC) | Preliminaries ¦ Constructors’ site overheads ¦ general requirements | Safety, health and environmental management |  | 3 | 08 | 100 | 000 | 3.08.100
Ss_45_35_30_72 | 45 | 35 | 30 | 72 | Ridge and furrow-planted tree and shrub systems | Maintenance Costs (MC) | Preliminaries ¦ Constructors’ site overheads ¦ general requirements | Safety, health and environmental management |  | 5 | 08 | 100 | 000 | 5.08.100
Ss_45_35_30_75 | 45 | 35 | 30 | 75 | Seeded tree and shrub systems | Construction Costs (CC) | Preliminaries ¦ Constructors’ site overheads ¦ general requirements | Safety, health and environmental management |  | 2 | 08 | 100 | 000 | 2.08.100
Ss_45_35_30_75 | 45 | 35 | 30 | 75 | Seeded tree and shrub systems | Renewal Costs (RC) | Preliminaries ¦ Constructors’ site overheads ¦ general requirements | Safety, health and environmental management |  | 3 | 08 | 100 | 000 | 3.08.100
Ss_45_35_30_75 | 45 | 35 | 30 | 75 | Seeded tree and shrub systems | Maintenance Costs (MC) | Preliminaries ¦ Constructors’ site overheads ¦ general requirements | Safety, health and environmental management |  | 5 | 08 | 100 | 000 | 5.08.100
Ss_45_35_30_90 | 45 | 35 | 30 | 90 | Trench-planted tree and shrub systems | Construction Costs (CC) | Preliminaries ¦ Constructors’ site overheads ¦ general requirements | Safety, health and environmental management |  | 2 | 08 | 100 | 000 | 2.08.100
Ss_45_35_30_90 | 45 | 35 | 30 | 90 | Trench-planted tree and shrub systems | Renewal Costs (RC) | Preliminaries ¦ Constructors’ site overheads ¦ general requirements | Safety, health and environmental management |  | 3 | 08 | 100 | 000 | 3.08.100
Ss_45_35_30_90 | 45 | 35 | 30 | 90 | Trench-planted tree and shrub systems | Maintenance Costs (MC) | Preliminaries ¦ Constructors’ site overheads ¦ general requirements | Safety, health and environmental management |  | 5 | 08 | 100 | 000 | 5.08.100
Ss_45_35_45 | 45 | 35 | 45 |  | Lawn and meadow planting systems | Construction Costs (CC) | Preliminaries ¦ Constructors’ site overheads ¦ general requirements | Safety, health and environmental management |  | 2 | 08 | 100 | 000 | 2.08.100
Ss_45_35_45 | 45 | 35 | 45 |  | Lawn and meadow planting systems | Renewal Costs (RC) | Preliminaries ¦ Constructors’ site overheads ¦ general requirements | Safety, health and environmental management |  | 3 | 08 | 100 | 000 | 3.08.100
Ss_45_35_45 | 45 | 35 | 45 |  | Lawn and meadow planting systems | Maintenance Costs (MC) | Preliminaries ¦ Constructors’ site overheads ¦ general requirements | Safety, health and environmental management |  | 5 | 08 | 100 | 000 | 5.08.100
Ss_45_35_45_33 | 45 | 35 | 45 | 33 | Grass and wildflower seeding systems | Construction Costs (CC) | Preliminaries ¦ Constructors’ site overheads ¦ general requirements | Safety, health and environmental management |  | 2 | 08 | 100 | 000 | 2.08.100
Ss_45_35_45_33 | 45 | 35 | 45 | 33 | Grass and wildflower seeding systems | Renewal Costs (RC) | Preliminaries ¦ Constructors’ site overheads ¦ general requirements | Safety, health and environmental management |  | 3 | 08 | 100 | 000 | 3.08.100
Ss_45_35_45_33 | 45 | 35 | 45 | 33 | Grass and wildflower seeding systems | Maintenance Costs (MC) | Preliminaries ¦ Constructors’ site overheads ¦ general requirements | Safety, health and environmental management |  | 5 | 08 | 100 | 000 | 5.08.100
Ss_45_35_45_35 | 45 | 35 | 45 | 35 | Grass seeding systems | Construction Costs (CC) | Preliminaries ¦ Constructors’ site overheads ¦ general requirements | Safety, health and environmental management |  | 2 | 08 | 100 | 000 | 2.08.100
Ss_45_35_45_35 | 45 | 35 | 45 | 35 | Grass seeding systems | Renewal Costs (RC) | Preliminaries ¦ Constructors’ site overheads ¦ general requirements | Safety, health and environmental management |  | 3 | 08 | 100 | 000 | 3.08.100
Ss_45_35_45_35 | 45 | 35 | 45 | 35 | Grass seeding systems | Maintenance Costs (MC) | Preliminaries ¦ Constructors’ site overheads ¦ general requirements | Safety, health and environmental management |  | 5 | 08 | 100 | 000 | 5.08.100
Ss_45_35_45_40 | 45 | 35 | 45 | 40 | Hydraulic seeding systems | Construction Costs (CC) | Preliminaries ¦ Constructors’ site overheads ¦ general requirements | Safety, health and environmental management |  | 2 | 08 | 100 | 000 | 2.08.100
Ss_45_35_45_40 | 45 | 35 | 45 | 40 | Hydraulic seeding systems | Renewal Costs (RC) | Preliminaries ¦ Constructors’ site overheads ¦ general requirements | Safety, health and environmental management |  | 3 | 08 | 100 | 000 | 3.08.100
Ss_45_35_45_40 | 45 | 35 | 45 | 40 | Hydraulic seeding systems | Maintenance Costs (MC) | Preliminaries ¦ Constructors’ site overheads ¦ general requirements | Safety, health and environmental management |  | 5 | 08 | 100 | 000 | 5.08.100
Ss_45_35_45_62 | 45 | 35 | 45 | 62 | Plastics paving and turf systems | Construction Costs (CC) | Preliminaries ¦ Constructors’ site overheads ¦ general requirements | Safety, health and environmental management |  | 2 | 08 | 100 | 000 | 2.08.100
Ss_45_35_45_62 | 45 | 35 | 45 | 62 | Plastics paving and turf systems | Renewal Costs (RC) | Preliminaries ¦ Constructors’ site overheads ¦ general requirements | Safety, health and environmental management |  | 3 | 08 | 100 | 000 | 3.08.100
Ss_45_35_45_62 | 45 | 35 | 45 | 62 | Plastics paving and turf systems | Maintenance Costs (MC) | Preliminaries ¦ Constructors’ site overheads ¦ general requirements | Safety, health and environmental management |  | 5 | 08 | 100 | 000 | 5.08.100
Ss_45_35_45_65 | 45 | 35 | 45 | 65 | Pre-seeded mat systems | Construction Costs (CC) | Preliminaries ¦ Constructors’ site overheads ¦ general requirements | Safety, health and environmental management |  | 2 | 08 | 100 | 000 | 2.08.100
Ss_45_35_45_65 | 45 | 35 | 45 | 65 | Pre-seeded mat systems | Renewal Costs (RC) | Preliminaries ¦ Constructors’ site overheads ¦ general requirements | Safety, health and environmental management |  | 3 | 08 | 100 | 000 | 3.08.100
Ss_45_35_45_65 | 45 | 35 | 45 | 65 | Pre-seeded mat systems | Maintenance Costs (MC) | Preliminaries ¦ Constructors’ site overheads ¦ general requirements | Safety, health and environmental management |  | 5 | 08 | 100 | 000 | 5.08.100
Ss_45_35_45_70 | 45 | 35 | 45 | 70 | Reinforced grass planting systems | Construction Costs (CC) | Preliminaries ¦ Constructors’ site overheads ¦ general requirements | Safety, health and environmental management |  | 2 | 08 | 100 | 000 | 2.08.100
Ss_45_35_45_70 | 45 | 35 | 45 | 70 | Reinforced grass planting systems | Renewal Costs (RC) | Preliminaries ¦ Constructors’ site overheads ¦ general requirements | Safety, health and environmental management |  | 3 | 08 | 100 | 000 | 3.08.100
Ss_45_35_45_70 | 45 | 35 | 45 | 70 | Reinforced grass planting systems | Maintenance Costs (MC) | Preliminaries ¦ Constructors’ site overheads ¦ general requirements | Safety, health and environmental management |  | 5 | 08 | 100 | 000 | 5.08.100
Ss_45_35_45_90 | 45 | 35 | 45 | 90 | Turf planting systems | Construction Costs (CC) | Preliminaries ¦ Constructors’ site overheads ¦ general requirements | Safety, health and environmental management |  | 2 | 08 | 100 | 000 | 2.08.100
Ss_45_35_45_90 | 45 | 35 | 45 | 90 | Turf planting systems | Renewal Costs (RC) | Preliminaries ¦ Constructors’ site overheads ¦ general requirements | Safety, health and environmental management |  | 3 | 08 | 100 | 000 | 3.08.100
Ss_45_35_45_90 | 45 | 35 | 45 | 90 | Turf planting systems | Maintenance Costs (MC) | Preliminaries ¦ Constructors’ site overheads ¦ general requirements | Safety, health and environmental management |  | 5 | 08 | 100 | 000 | 5.08.100
Ss_45_40 | 45 | 40 |  |  | Artificially supported flora systems | Construction Costs (CC) | Preliminaries ¦ Constructors’ site overheads ¦ general requirements | Safety, health and environmental management |  | 2 | 08 | 100 | 000 | 2.08.100
Ss_45_40 | 45 | 40 |  |  | Artificially supported flora systems | Renewal Costs (RC) | Preliminaries ¦ Constructors’ site overheads ¦ general requirements | Safety, health and environmental management |  | 3 | 08 | 100 | 000 | 3.08.100
Ss_45_40 | 45 | 40 |  |  | Artificially supported flora systems | Maintenance Costs (MC) | Preliminaries ¦ Constructors’ site overheads ¦ general requirements | Safety, health and environmental management |  | 5 | 08 | 100 | 000 | 5.08.100
Ss_45_40_28 | 45 | 40 | 28 |  | External container planting systems | Construction Costs (CC) | Preliminaries ¦ Constructors’ site overheads ¦ general requirements | Safety, health and environmental management |  | 2 | 08 | 100 | 000 | 2.08.100
Ss_45_40_28 | 45 | 40 | 28 |  | External container planting systems | Renewal Costs (RC) | Preliminaries ¦ Constructors’ site overheads ¦ general requirements | Safety, health and environmental management |  | 3 | 08 | 100 | 000 | 3.08.100
Ss_45_40_28 | 45 | 40 | 28 |  | External container planting systems | Maintenance Costs (MC) | Preliminaries ¦ Constructors’ site overheads ¦ general requirements | Safety, health and environmental management |  | 5 | 08 | 100 | 000 | 5.08.100
Ss_45_40_28_25 | 45 | 40 | 28 | 25 | External planter systems | Construction Costs (CC) | Preliminaries ¦ Constructors’ site overheads ¦ general requirements | Safety, health and environmental management |  | 2 | 08 | 100 | 000 | 2.08.100
Ss_45_40_28_25 | 45 | 40 | 28 | 25 | External planter systems | Renewal Costs (RC) | Preliminaries ¦ Constructors’ site overheads ¦ general requirements | Safety, health and environmental management |  | 3 | 08 | 100 | 000 | 3.08.100
Ss_45_40_28_25 | 45 | 40 | 28 | 25 | External planter systems | Maintenance Costs (MC) | Preliminaries ¦ Constructors’ site overheads ¦ general requirements | Safety, health and environmental management |  | 5 | 08 | 100 | 000 | 5.08.100
Ss_45_40_28_32 | 45 | 40 | 28 | 32 | Free standing external container planting systems | Construction Costs (CC) | Preliminaries ¦ Constructors’ site overheads ¦ general requirements | Safety, health and environmental management |  | 2 | 08 | 100 | 000 | 2.08.100
Ss_45_40_28_32 | 45 | 40 | 28 | 32 | Free standing external container planting systems | Renewal Costs (RC) | Preliminaries ¦ Constructors’ site overheads ¦ general requirements | Safety, health and environmental management |  | 3 | 08 | 100 | 000 | 3.08.100
Ss_45_40_28_32 | 45 | 40 | 28 | 32 | Free standing external container planting systems | Maintenance Costs (MC) | Preliminaries ¦ Constructors’ site overheads ¦ general requirements | Safety, health and environmental management |  | 5 | 08 | 100 | 000 | 5.08.100
Ss_45_40_28_35 | 45 | 40 | 28 | 35 | Hanging container planting systems | Construction Costs (CC) | Preliminaries ¦ Constructors’ site overheads ¦ general requirements | Safety, health and environmental management |  | 2 | 08 | 100 | 000 | 2.08.100
Ss_45_40_28_35 | 45 | 40 | 28 | 35 | Hanging container planting systems | Renewal Costs (RC) | Preliminaries ¦ Constructors’ site overheads ¦ general requirements | Safety, health and environmental management |  | 3 | 08 | 100 | 000 | 3.08.100
Ss_45_40_28_35 | 45 | 40 | 28 | 35 | Hanging container planting systems | Maintenance Costs (MC) | Preliminaries ¦ Constructors’ site overheads ¦ general requirements | Safety, health and environmental management |  | 5 | 08 | 100 | 000 | 5.08.100
Ss_45_40_28_85 | 45 | 40 | 28 | 85 | External planting systems | Construction Costs (CC) | Preliminaries ¦ Constructors’ site overheads ¦ general requirements | Safety, health and environmental management |  | 2 | 08 | 100 | 000 | 2.08.100
Ss_45_40_28_85 | 45 | 40 | 28 | 85 | External planting systems | Renewal Costs (RC) | Preliminaries ¦ Constructors’ site overheads ¦ general requirements | Safety, health and environmental management |  | 3 | 08 | 100 | 000 | 3.08.100
Ss_45_40_28_85 | 45 | 40 | 28 | 85 | External planting systems | Maintenance Costs (MC) | Preliminaries ¦ Constructors’ site overheads ¦ general requirements | Safety, health and environmental management |  | 5 | 08 | 100 | 000 | 5.08.100
Ss_45_40_40 | 45 | 40 | 40 |  | Internal container planting systems | Construction Costs (CC) | Preliminaries ¦ Constructors’ site overheads ¦ general requirements | Safety, health and environmental management |  | 2 | 08 | 100 | 000 | 2.08.100
Ss_45_40_40 | 45 | 40 | 40 |  | Internal container planting systems | Renewal Costs (RC) | Preliminaries ¦ Constructors’ site overheads ¦ general requirements | Safety, health and environmental management |  | 3 | 08 | 100 | 000 | 3.08.100
Ss_45_40_40 | 45 | 40 | 40 |  | Internal container planting systems | Maintenance Costs (MC) | Preliminaries ¦ Constructors’ site overheads ¦ general requirements | Safety, health and environmental management |  | 5 | 08 | 100 | 000 | 5.08.100
Ss_45_40_40_32 | 45 | 40 | 40 | 32 | Free standing internal container planting systems | Construction Costs (CC) | Preliminaries ¦ Constructors’ site overheads ¦ general requirements | Safety, health and environmental management |  | 2 | 08 | 100 | 000 | 2.08.100
Ss_45_40_40_32 | 45 | 40 | 40 | 32 | Free standing internal container planting systems | Renewal Costs (RC) | Preliminaries ¦ Constructors’ site overheads ¦ general requirements | Safety, health and environmental management |  | 3 | 08 | 100 | 000 | 3.08.100
Ss_45_40_40_32 | 45 | 40 | 40 | 32 | Free standing internal container planting systems | Maintenance Costs (MC) | Preliminaries ¦ Constructors’ site overheads ¦ general requirements | Safety, health and environmental management |  | 5 | 08 | 100 | 000 | 5.08.100
Ss_45_40_40_34 | 45 | 40 | 40 | 34 | Ground level internal container planting systems | Construction Costs (CC) | Preliminaries ¦ Constructors’ site overheads ¦ general requirements | Safety, health and environmental management |  | 2 | 08 | 100 | 000 | 2.08.100
Ss_45_40_40_34 | 45 | 40 | 40 | 34 | Ground level internal container planting systems | Renewal Costs (RC) | Preliminaries ¦ Constructors’ site overheads ¦ general requirements | Safety, health and environmental management |  | 3 | 08 | 100 | 000 | 3.08.100
Ss_45_40_40_34 | 45 | 40 | 40 | 34 | Ground level internal container planting systems | Maintenance Costs (MC) | Preliminaries ¦ Constructors’ site overheads ¦ general requirements | Safety, health and environmental management |  | 5 | 08 | 100 | 000 | 5.08.100
Ss_45_40_40_41 | 45 | 40 | 40 | 41 | Internal hanging container planting systems | Construction Costs (CC) | Preliminaries ¦ Constructors’ site overheads ¦ general requirements | Safety, health and environmental management |  | 2 | 08 | 100 | 000 | 2.08.100
Ss_45_40_40_41 | 45 | 40 | 40 | 41 | Internal hanging container planting systems | Renewal Costs (RC) | Preliminaries ¦ Constructors’ site overheads ¦ general requirements | Safety, health and environmental management |  | 3 | 08 | 100 | 000 | 3.08.100
Ss_45_40_40_41 | 45 | 40 | 40 | 41 | Internal hanging container planting systems | Maintenance Costs (MC) | Preliminaries ¦ Constructors’ site overheads ¦ general requirements | Safety, health and environmental management |  | 5 | 08 | 100 | 000 | 5.08.100
Ss_45_40_40_42 | 45 | 40 | 40 | 42 | Internal planter systems | Construction Costs (CC) | Preliminaries ¦ Constructors’ site overheads ¦ general requirements | Safety, health and environmental management |  | 2 | 08 | 100 | 000 | 2.08.100
Ss_45_40_40_42 | 45 | 40 | 40 | 42 | Internal planter systems | Renewal Costs (RC) | Preliminaries ¦ Constructors’ site overheads ¦ general requirements | Safety, health and environmental management |  | 3 | 08 | 100 | 000 | 3.08.100
Ss_45_40_40_42 | 45 | 40 | 40 | 42 | Internal planter systems | Maintenance Costs (MC) | Preliminaries ¦ Constructors’ site overheads ¦ general requirements | Safety, health and environmental management |  | 5 | 08 | 100 | 000 | 5.08.100
Ss_45_40_47 | 45 | 40 | 47 |  | Living roof systems | Construction Costs (CC) | Architectural works ¦ Non-structural works | Roof finishes, skylights and landscaping (including waterproofing and insulation) |  | 2 | 04 | 030 | 000 | 2.04.030
Ss_45_40_47 | 45 | 40 | 47 |  | Living roof systems | Renewal Costs (RC) | Architectural works ¦ Non-structural works | Roof finishes, skylights and landscaping (including waterproofing and insulation) |  | 3 | 04 | 030 | 000 | 3.04.030
Ss_45_40_47 | 45 | 40 | 47 |  | Living roof systems | Maintenance Costs (MC) | Architectural works ¦ Non-structural works | Roof finishes, skylights and landscaping (including waterproofing and insulation) |  | 5 | 04 | 030 | 000 | 5.04.030
Ss_45_40_47_09 | 45 | 40 | 47 | 09 | Brown roof systems | Construction Costs (CC) | Architectural works ¦ Non-structural works | Roof finishes, skylights and landscaping (including waterproofing and insulation) |  | 2 | 04 | 030 | 000 | 2.04.030
Ss_45_40_47_09 | 45 | 40 | 47 | 09 | Brown roof systems | Renewal Costs (RC) | Architectural works ¦ Non-structural works | Roof finishes, skylights and landscaping (including waterproofing and insulation) |  | 3 | 04 | 030 | 000 | 3.04.030
Ss_45_40_47_09 | 45 | 40 | 47 | 09 | Brown roof systems | Maintenance Costs (MC) | Architectural works ¦ Non-structural works | Roof finishes, skylights and landscaping (including waterproofing and insulation) |  | 5 | 04 | 030 | 000 | 5.04.030
Ss_45_40_47_28 | 45 | 40 | 47 | 28 | Extensive green roof systems | Construction Costs (CC) | Architectural works ¦ Non-structural works | Roof finishes, skylights and landscaping (including waterproofing and insulation) |  | 2 | 04 | 030 | 000 | 2.04.030
Ss_45_40_47_28 | 45 | 40 | 47 | 28 | Extensive green roof systems | Renewal Costs (RC) | Architectural works ¦ Non-structural works | Roof finishes, skylights and landscaping (including waterproofing and insulation) |  | 3 | 04 | 030 | 000 | 3.04.030
Ss_45_40_47_28 | 45 | 40 | 47 | 28 | Extensive green roof systems | Maintenance Costs (MC) | Architectural works ¦ Non-structural works | Roof finishes, skylights and landscaping (including waterproofing and insulation) |  | 5 | 04 | 030 | 000 | 5.04.030
Ss_45_40_47_40 | 45 | 40 | 47 | 40 | Intensive green roof systems | Construction Costs (CC) | Architectural works ¦ Non-structural works | Roof finishes, skylights and landscaping (including waterproofing and insulation) |  | 2 | 04 | 030 | 000 | 2.04.030
Ss_45_40_47_40 | 45 | 40 | 47 | 40 | Intensive green roof systems | Renewal Costs (RC) | Architectural works ¦ Non-structural works | Roof finishes, skylights and landscaping (including waterproofing and insulation) |  | 3 | 04 | 030 | 000 | 3.04.030
Ss_45_40_47_40 | 45 | 40 | 47 | 40 | Intensive green roof systems | Maintenance Costs (MC) | Architectural works ¦ Non-structural works | Roof finishes, skylights and landscaping (including waterproofing and insulation) |  | 5 | 04 | 030 | 000 | 5.04.030
Ss_45_40_47_75 | 45 | 40 | 47 | 75 | Semi-intensive green roof systems | Construction Costs (CC) | Architectural works ¦ Non-structural works | Roof finishes, skylights and landscaping (including waterproofing and insulation) |  | 2 | 04 | 030 | 000 | 2.04.030
Ss_45_40_47_75 | 45 | 40 | 47 | 75 | Semi-intensive green roof systems | Renewal Costs (RC) | Architectural works ¦ Non-structural works | Roof finishes, skylights and landscaping (including waterproofing and insulation) |  | 3 | 04 | 030 | 000 | 3.04.030
Ss_45_40_47_75 | 45 | 40 | 47 | 75 | Semi-intensive green roof systems | Maintenance Costs (MC) | Architectural works ¦ Non-structural works | Roof finishes, skylights and landscaping (including waterproofing and insulation) |  | 5 | 04 | 030 | 000 | 5.04.030
Ss_45_40_95 | 45 | 40 | 95 |  | Vertical planting systems | Construction Costs (CC) | Architectural works ¦ Non-structural works | Roof finishes, skylights and landscaping (including waterproofing and insulation) |  | 2 | 04 | 030 | 000 | 2.04.030
Ss_45_40_95 | 45 | 40 | 95 |  | Vertical planting systems | Renewal Costs (RC) | Architectural works ¦ Non-structural works | Roof finishes, skylights and landscaping (including waterproofing and insulation) |  | 3 | 04 | 030 | 000 | 3.04.030
Ss_45_40_95 | 45 | 40 | 95 |  | Vertical planting systems | Maintenance Costs (MC) | Architectural works ¦ Non-structural works | Roof finishes, skylights and landscaping (including waterproofing and insulation) |  | 5 | 04 | 030 | 000 | 5.04.030
Ss_45_40_95_08 | 45 | 40 | 95 | 08 | Biofiltration vertical planting systems | Construction Costs (CC) | Preliminaries ¦ Constructors’ site overheads ¦ general requirements | Safety, health and environmental management |  | 2 | 08 | 100 | 000 | 2.08.100
Ss_45_40_95_08 | 45 | 40 | 95 | 08 | Biofiltration vertical planting systems | Renewal Costs (RC) | Preliminaries ¦ Constructors’ site overheads ¦ general requirements | Safety, health and environmental management |  | 3 | 08 | 100 | 000 | 3.08.100
Ss_45_40_95_08 | 45 | 40 | 95 | 08 | Biofiltration vertical planting systems | Maintenance Costs (MC) | Preliminaries ¦ Constructors’ site overheads ¦ general requirements | Safety, health and environmental management |  | 5 | 08 | 100 | 000 | 5.08.100
Ss_45_40_95_52 | 45 | 40 | 95 | 52 | Membranous vertical planting systems | Construction Costs (CC) | Preliminaries ¦ Constructors’ site overheads ¦ general requirements | Safety, health and environmental management |  | 2 | 08 | 100 | 000 | 2.08.100
Ss_45_40_95_52 | 45 | 40 | 95 | 52 | Membranous vertical planting systems | Renewal Costs (RC) | Preliminaries ¦ Constructors’ site overheads ¦ general requirements | Safety, health and environmental management |  | 3 | 08 | 100 | 000 | 3.08.100
Ss_45_40_95_52 | 45 | 40 | 95 | 52 | Membranous vertical planting systems | Maintenance Costs (MC) | Preliminaries ¦ Constructors’ site overheads ¦ general requirements | Safety, health and environmental management |  | 5 | 08 | 100 | 000 | 5.08.100
Ss_45_40_95_54 | 45 | 40 | 95 | 54 | Modular unit vertical planting systems | Construction Costs (CC) | Preliminaries ¦ Constructors’ site overheads ¦ general requirements | Safety, health and environmental management |  | 2 | 08 | 100 | 000 | 2.08.100
Ss_45_40_95_54 | 45 | 40 | 95 | 54 | Modular unit vertical planting systems | Renewal Costs (RC) | Preliminaries ¦ Constructors’ site overheads ¦ general requirements | Safety, health and environmental management |  | 3 | 08 | 100 | 000 | 3.08.100
Ss_45_40_95_54 | 45 | 40 | 95 | 54 | Modular unit vertical planting systems | Maintenance Costs (MC) | Preliminaries ¦ Constructors’ site overheads ¦ general requirements | Safety, health and environmental management |  | 5 | 08 | 100 | 000 | 5.08.100
Ss_45_50 | 45 | 50 |  |  | Artificial flora systems | Construction Costs (CC) | Preliminaries ¦ Constructors’ site overheads ¦ general requirements | Safety, health and environmental management |  | 2 | 08 | 100 | 000 | 2.08.100
Ss_45_50 | 45 | 50 |  |  | Artificial flora systems | Renewal Costs (RC) | Preliminaries ¦ Constructors’ site overheads ¦ general requirements | Safety, health and environmental management |  | 3 | 08 | 100 | 000 | 3.08.100
Ss_45_50 | 45 | 50 |  |  | Artificial flora systems | Maintenance Costs (MC) | Preliminaries ¦ Constructors’ site overheads ¦ general requirements | Safety, health and environmental management |  | 5 | 08 | 100 | 000 | 5.08.100
Ss_45_50_05 | 45 | 50 | 05 |  | Artificial planting systems | Construction Costs (CC) | Preliminaries ¦ Constructors’ site overheads ¦ general requirements | Safety, health and environmental management |  | 2 | 08 | 100 | 000 | 2.08.100
Ss_45_50_05 | 45 | 50 | 05 |  | Artificial planting systems | Renewal Costs (RC) | Preliminaries ¦ Constructors’ site overheads ¦ general requirements | Safety, health and environmental management |  | 3 | 08 | 100 | 000 | 3.08.100
Ss_45_50_05 | 45 | 50 | 05 |  | Artificial planting systems | Maintenance Costs (MC) | Preliminaries ¦ Constructors’ site overheads ¦ general requirements | Safety, health and environmental management |  | 5 | 08 | 100 | 000 | 5.08.100
Ss_45_50_05_40 | 45 | 50 | 05 | 40 | Internal artificial planting systems | Construction Costs (CC) | Preliminaries ¦ Constructors’ site overheads ¦ general requirements | Safety, health and environmental management |  | 2 | 08 | 100 | 000 | 2.08.100
Ss_45_50_05_40 | 45 | 50 | 05 | 40 | Internal artificial planting systems | Renewal Costs (RC) | Preliminaries ¦ Constructors’ site overheads ¦ general requirements | Safety, health and environmental management |  | 3 | 08 | 100 | 000 | 3.08.100
Ss_45_50_05_40 | 45 | 50 | 05 | 40 | Internal artificial planting systems | Maintenance Costs (MC) | Preliminaries ¦ Constructors’ site overheads ¦ general requirements | Safety, health and environmental management |  | 5 | 08 | 100 | 000 | 5.08.100
Ss_45_60 | 45 | 60 |  |  | Avian fauna systems | Construction Costs (CC) | Preliminaries ¦ Constructors’ site overheads ¦ general requirements | Safety, health and environmental management |  | 2 | 08 | 100 | 000 | 2.08.100
Ss_45_60 | 45 | 60 |  |  | Avian fauna systems | Renewal Costs (RC) | Preliminaries ¦ Constructors’ site overheads ¦ general requirements | Safety, health and environmental management |  | 3 | 08 | 100 | 000 | 3.08.100
Ss_45_60 | 45 | 60 |  |  | Avian fauna systems | Maintenance Costs (MC) | Preliminaries ¦ Constructors’ site overheads ¦ general requirements | Safety, health and environmental management |  | 5 | 08 | 100 | 000 | 5.08.100
Ss_45_65 | 45 | 65 |  |  | Insectile fauna systems | Construction Costs (CC) | Preliminaries ¦ Constructors’ site overheads ¦ general requirements | Safety, health and environmental management |  | 2 | 08 | 100 | 000 | 2.08.100
Ss_45_65 | 45 | 65 |  |  | Insectile fauna systems | Renewal Costs (RC) | Preliminaries ¦ Constructors’ site overheads ¦ general requirements | Safety, health and environmental management |  | 3 | 08 | 100 | 000 | 3.08.100
Ss_45_65 | 45 | 65 |  |  | Insectile fauna systems | Maintenance Costs (MC) | Preliminaries ¦ Constructors’ site overheads ¦ general requirements | Safety, health and environmental management |  | 5 | 08 | 100 | 000 | 5.08.100
Ss_45_70 | 45 | 70 |  |  | Mammalian fauna systems | Construction Costs (CC) | Preliminaries ¦ Constructors’ site overheads ¦ general requirements | Safety, health and environmental management |  | 2 | 08 | 100 | 000 | 2.08.100
Ss_45_70 | 45 | 70 |  |  | Mammalian fauna systems | Renewal Costs (RC) | Preliminaries ¦ Constructors’ site overheads ¦ general requirements | Safety, health and environmental management |  | 3 | 08 | 100 | 000 | 3.08.100
Ss_45_70 | 45 | 70 |  |  | Mammalian fauna systems | Maintenance Costs (MC) | Preliminaries ¦ Constructors’ site overheads ¦ general requirements | Safety, health and environmental management |  | 5 | 08 | 100 | 000 | 5.08.100
Ss_45_70_05 | 45 | 70 | 05 |  | Animal conservation systems | Construction Costs (CC) | Preliminaries ¦ Constructors’ site overheads ¦ general requirements | Safety, health and environmental management |  | 2 | 08 | 100 | 000 | 2.08.100
Ss_45_70_05 | 45 | 70 | 05 |  | Animal conservation systems | Renewal Costs (RC) | Preliminaries ¦ Constructors’ site overheads ¦ general requirements | Safety, health and environmental management |  | 3 | 08 | 100 | 000 | 3.08.100
Ss_45_70_05 | 45 | 70 | 05 |  | Animal conservation systems | Maintenance Costs (MC) | Preliminaries ¦ Constructors’ site overheads ¦ general requirements | Safety, health and environmental management |  | 5 | 08 | 100 | 000 | 5.08.100
Ss_45_70_05_27 | 45 | 70 | 05 | 27 | Animal road crossing systems | Construction Costs (CC) | Preliminaries ¦ Constructors’ site overheads ¦ general requirements | Safety, health and environmental management |  | 2 | 08 | 100 | 000 | 2.08.100
Ss_45_70_05_27 | 45 | 70 | 05 | 27 | Animal road crossing systems | Renewal Costs (RC) | Preliminaries ¦ Constructors’ site overheads ¦ general requirements | Safety, health and environmental management |  | 3 | 08 | 100 | 000 | 3.08.100
Ss_45_70_05_27 | 45 | 70 | 05 | 27 | Animal road crossing systems | Maintenance Costs (MC) | Preliminaries ¦ Constructors’ site overheads ¦ general requirements | Safety, health and environmental management |  | 5 | 08 | 100 | 000 | 5.08.100
Ss_45_70_05_29 | 45 | 70 | 05 | 29 | Animal species introduction systems | Construction Costs (CC) | Preliminaries ¦ Constructors’ site overheads ¦ general requirements | Safety, health and environmental management |  | 2 | 08 | 100 | 000 | 2.08.100
Ss_45_70_05_29 | 45 | 70 | 05 | 29 | Animal species introduction systems | Renewal Costs (RC) | Preliminaries ¦ Constructors’ site overheads ¦ general requirements | Safety, health and environmental management |  | 3 | 08 | 100 | 000 | 3.08.100
Ss_45_70_05_29 | 45 | 70 | 05 | 29 | Animal species introduction systems | Maintenance Costs (MC) | Preliminaries ¦ Constructors’ site overheads ¦ general requirements | Safety, health and environmental management |  | 5 | 08 | 100 | 000 | 5.08.100
Ss_45_70_05_30 | 45 | 70 | 05 | 30 | Animal species protection systems | Construction Costs (CC) | Preliminaries ¦ Constructors’ site overheads ¦ general requirements | Safety, health and environmental management |  | 2 | 08 | 100 | 000 | 2.08.100
Ss_45_70_05_30 | 45 | 70 | 05 | 30 | Animal species protection systems | Renewal Costs (RC) | Preliminaries ¦ Constructors’ site overheads ¦ general requirements | Safety, health and environmental management |  | 3 | 08 | 100 | 000 | 3.08.100
Ss_45_70_05_30 | 45 | 70 | 05 | 30 | Animal species protection systems | Maintenance Costs (MC) | Preliminaries ¦ Constructors’ site overheads ¦ general requirements | Safety, health and environmental management |  | 5 | 08 | 100 | 000 | 5.08.100
Ss_45_75 | 45 | 75 |  |  | Piscine fauna systems | Construction Costs (CC) | Preliminaries ¦ Constructors’ site overheads ¦ general requirements | Safety, health and environmental management |  | 2 | 08 | 100 | 000 | 2.08.100
Ss_45_75 | 45 | 75 |  |  | Piscine fauna systems | Renewal Costs (RC) | Preliminaries ¦ Constructors’ site overheads ¦ general requirements | Safety, health and environmental management |  | 3 | 08 | 100 | 000 | 3.08.100
Ss_45_75 | 45 | 75 |  |  | Piscine fauna systems | Maintenance Costs (MC) | Preliminaries ¦ Constructors’ site overheads ¦ general requirements | Safety, health and environmental management |  | 5 | 08 | 100 | 000 | 5.08.100
Ss_45_75_30 | 45 | 75 | 30 |  | Fish protection systems | Construction Costs (CC) | Preliminaries ¦ Constructors’ site overheads ¦ general requirements | Safety, health and environmental management |  | 2 | 08 | 100 | 000 | 2.08.100
Ss_45_75_30 | 45 | 75 | 30 |  | Fish protection systems | Renewal Costs (RC) | Preliminaries ¦ Constructors’ site overheads ¦ general requirements | Safety, health and environmental management |  | 3 | 08 | 100 | 000 | 3.08.100
Ss_45_75_30 | 45 | 75 | 30 |  | Fish protection systems | Maintenance Costs (MC) | Preliminaries ¦ Constructors’ site overheads ¦ general requirements | Safety, health and environmental management |  | 5 | 08 | 100 | 000 | 5.08.100
Ss_45_75_30_30 | 45 | 75 | 30 | 30 | Fish pass systems | Construction Costs (CC) | Preliminaries ¦ Constructors’ site overheads ¦ general requirements | Safety, health and environmental management |  | 2 | 08 | 100 | 000 | 2.08.100
Ss_45_75_30_30 | 45 | 75 | 30 | 30 | Fish pass systems | Renewal Costs (RC) | Preliminaries ¦ Constructors’ site overheads ¦ general requirements | Safety, health and environmental management |  | 3 | 08 | 100 | 000 | 3.08.100
Ss_45_75_30_30 | 45 | 75 | 30 | 30 | Fish pass systems | Maintenance Costs (MC) | Preliminaries ¦ Constructors’ site overheads ¦ general requirements | Safety, health and environmental management |  | 5 | 08 | 100 | 000 | 5.08.100
Ss_45_80 | 45 | 80 |  |  | Reptilian fauna systems | Construction Costs (CC) | Preliminaries ¦ Constructors’ site overheads ¦ general requirements | Safety, health and environmental management |  | 2 | 08 | 100 | 000 | 2.08.100
Ss_45_80 | 45 | 80 |  |  | Reptilian fauna systems | Renewal Costs (RC) | Preliminaries ¦ Constructors’ site overheads ¦ general requirements | Safety, health and environmental management |  | 3 | 08 | 100 | 000 | 3.08.100
Ss_45_80 | 45 | 80 |  |  | Reptilian fauna systems | Maintenance Costs (MC) | Preliminaries ¦ Constructors’ site overheads ¦ general requirements | Safety, health and environmental management |  | 5 | 08 | 100 | 000 | 5.08.100
Ss_45_85 | 45 | 85 |  |  | Artificial fauna systems | Construction Costs (CC) | Preliminaries ¦ Constructors’ site overheads ¦ general requirements | Safety, health and environmental management |  | 2 | 08 | 100 | 000 | 2.08.100
Ss_45_85 | 45 | 85 |  |  | Artificial fauna systems | Renewal Costs (RC) | Preliminaries ¦ Constructors’ site overheads ¦ general requirements | Safety, health and environmental management |  | 3 | 08 | 100 | 000 | 3.08.100
Ss_45_85 | 45 | 85 |  |  | Artificial fauna systems | Maintenance Costs (MC) | Preliminaries ¦ Constructors’ site overheads ¦ general requirements | Safety, health and environmental management |  | 5 | 08 | 100 | 000 | 5.08.100
Ss_50 | 50 |  |  |  | Disposal systems | Construction Costs (CC) | Services and equipment |  |  | 2 | 05 | 000 | 000 | 2.05.000
Ss_50 | 50 |  |  |  | Disposal systems | Renewal Costs (RC) | Services and equipment |  |  | 3 | 05 | 000 | 000 | 3.05.000
Ss_50 | 50 |  |  |  | Disposal systems | Maintenance Costs (MC) | Services and equipment |  |  | 5 | 05 | 000 | 000 | 5.05.000
Ss_50_10 | 50 | 10 |  |  | Gas waste collection and distribution systems | Construction Costs (CC) | Services and equipment | Disposal systems |  | 2 | 05 | 070 | 000 | 2.05.070
Ss_50_10 | 50 | 10 |  |  | Gas waste collection and distribution systems | Renewal Costs (RC) | Services and equipment | Disposal systems |  | 3 | 05 | 070 | 000 | 3.05.070
Ss_50_10 | 50 | 10 |  |  | Gas waste collection and distribution systems | Maintenance Costs (MC) | Services and equipment | Disposal systems |  | 5 | 05 | 070 | 000 | 5.05.070
Ss_50_10_45 | 50 | 10 | 45 |  | Landfill gas collection and distribution systems | Construction Costs (CC) | Services and equipment | Disposal systems |  | 2 | 05 | 070 | 000 | 2.05.070
Ss_50_10_45 | 50 | 10 | 45 |  | Landfill gas collection and distribution systems | Renewal Costs (RC) | Services and equipment | Disposal systems |  | 3 | 05 | 070 | 000 | 3.05.070
Ss_50_10_45 | 50 | 10 | 45 |  | Landfill gas collection and distribution systems | Maintenance Costs (MC) | Services and equipment | Disposal systems |  | 5 | 05 | 070 | 000 | 5.05.070
Ss_50_10_95 | 50 | 10 | 95 |  | Waste gas collection and distribution systems | Construction Costs (CC) | Services and equipment | Disposal systems |  | 2 | 05 | 070 | 000 | 2.05.070
Ss_50_10_95 | 50 | 10 | 95 |  | Waste gas collection and distribution systems | Renewal Costs (RC) | Services and equipment | Disposal systems |  | 3 | 05 | 070 | 000 | 3.05.070
Ss_50_10_95 | 50 | 10 | 95 |  | Waste gas collection and distribution systems | Maintenance Costs (MC) | Services and equipment | Disposal systems |  | 5 | 05 | 070 | 000 | 5.05.070
Ss_50_20 | 50 | 20 |  |  | Non-aqueous liquid waste collection and distribution systems | Construction Costs (CC) | Services and equipment | Disposal systems |  | 2 | 05 | 070 | 000 | 2.05.070
Ss_50_20 | 50 | 20 |  |  | Non-aqueous liquid waste collection and distribution systems | Renewal Costs (RC) | Services and equipment | Disposal systems |  | 3 | 05 | 070 | 000 | 3.05.070
Ss_50_20 | 50 | 20 |  |  | Non-aqueous liquid waste collection and distribution systems | Maintenance Costs (MC) | Services and equipment | Disposal systems |  | 5 | 05 | 070 | 000 | 5.05.070
Ss_50_20_45 | 50 | 20 | 45 |  | Landfill liquid collection and distribution systems | Construction Costs (CC) | Services and equipment | Disposal systems |  | 2 | 05 | 070 | 000 | 2.05.070
Ss_50_20_45 | 50 | 20 | 45 |  | Landfill liquid collection and distribution systems | Renewal Costs (RC) | Services and equipment | Disposal systems |  | 3 | 05 | 070 | 000 | 3.05.070
Ss_50_20_45 | 50 | 20 | 45 |  | Landfill liquid collection and distribution systems | Maintenance Costs (MC) | Services and equipment | Disposal systems |  | 5 | 05 | 070 | 000 | 5.05.070
Ss_50_20_90 | 50 | 20 | 90 |  | Waste liquid fuel collection and distribution systems | Construction Costs (CC) | Services and equipment | Disposal systems |  | 2 | 05 | 070 | 000 | 2.05.070
Ss_50_20_90 | 50 | 20 | 90 |  | Waste liquid fuel collection and distribution systems | Renewal Costs (RC) | Services and equipment | Disposal systems |  | 3 | 05 | 070 | 000 | 3.05.070
Ss_50_20_90 | 50 | 20 | 90 |  | Waste liquid fuel collection and distribution systems | Maintenance Costs (MC) | Services and equipment | Disposal systems |  | 5 | 05 | 070 | 000 | 5.05.070
Ss_50_20_95 | 50 | 20 | 95 |  | Waste process liquid collection and distribution systems | Construction Costs (CC) | Services and equipment | Disposal systems |  | 2 | 05 | 070 | 000 | 2.05.070
Ss_50_20_95 | 50 | 20 | 95 |  | Waste process liquid collection and distribution systems | Renewal Costs (RC) | Services and equipment | Disposal systems |  | 3 | 05 | 070 | 000 | 3.05.070
Ss_50_20_95 | 50 | 20 | 95 |  | Waste process liquid collection and distribution systems | Maintenance Costs (MC) | Services and equipment | Disposal systems |  | 5 | 05 | 070 | 000 | 5.05.070
Ss_50_30 | 50 | 30 |  |  | Drainage collection and distribution systems | Construction Costs (CC) | Services and equipment | Water supply and drainage above ground or inside basement |  | 2 | 05 | 050 | 000 | 2.05.050
Ss_50_30 | 50 | 30 |  |  | Drainage collection and distribution systems | Renewal Costs (RC) | Services and equipment | Water supply and drainage above ground or inside basement |  | 3 | 05 | 050 | 000 | 3.05.050
Ss_50_30 | 50 | 30 |  |  | Drainage collection and distribution systems | Maintenance Costs (MC) | Services and equipment | Water supply and drainage above ground or inside basement |  | 5 | 05 | 050 | 000 | 5.05.050
Ss_50_30_02 | 50 | 30 | 02 |  | Rainwater drainage systems | Construction Costs (CC) | Services and equipment | Water supply and drainage above ground or inside basement |  | 2 | 05 | 050 | 000 | 2.05.050
Ss_50_30_02 | 50 | 30 | 02 |  | Rainwater drainage systems | Renewal Costs (RC) | Services and equipment | Water supply and drainage above ground or inside basement |  | 3 | 05 | 050 | 000 | 3.05.050
Ss_50_30_02 | 50 | 30 | 02 |  | Rainwater drainage systems | Maintenance Costs (MC) | Services and equipment | Water supply and drainage above ground or inside basement |  | 5 | 05 | 050 | 000 | 5.05.050
Ss_50_30_02_28 | 50 | 30 | 02 | 28 | External gravity rainwater drainage systems | Construction Costs (CC) | Surface and underground drainage | Storm water drainage |  | 2 | 06 | 020 | 000 | 2.06.020
Ss_50_30_02_28 | 50 | 30 | 02 | 28 | External gravity rainwater drainage systems | Renewal Costs (RC) | Surface and underground drainage | Storm water drainage |  | 3 | 06 | 020 | 000 | 3.06.020
Ss_50_30_02_28 | 50 | 30 | 02 | 28 | External gravity rainwater drainage systems | Maintenance Costs (MC) | Surface and underground drainage | Storm water drainage |  | 5 | 06 | 020 | 000 | 5.06.020
Ss_50_30_02_40 | 50 | 30 | 02 | 40 | Internal gravity rainwater drainage systems | Construction Costs (CC) | Services and equipment | Water supply and drainage above ground or inside basement |  | 2 | 05 | 050 | 000 | 2.05.050
Ss_50_30_02_40 | 50 | 30 | 02 | 40 | Internal gravity rainwater drainage systems | Renewal Costs (RC) | Services and equipment | Water supply and drainage above ground or inside basement |  | 3 | 05 | 050 | 000 | 3.05.050
Ss_50_30_02_40 | 50 | 30 | 02 | 40 | Internal gravity rainwater drainage systems | Maintenance Costs (MC) | Services and equipment | Water supply and drainage above ground or inside basement |  | 5 | 05 | 050 | 000 | 5.05.050
Ss_50_30_02_65 | 50 | 30 | 02 | 65 | Pressure-assisted full bore rainwater drainage systems | Construction Costs (CC) | Surface and underground drainage | Storm water drainage |  | 2 | 06 | 020 | 000 | 2.06.020
Ss_50_30_02_65 | 50 | 30 | 02 | 65 | Pressure-assisted full bore rainwater drainage systems | Renewal Costs (RC) | Surface and underground drainage | Storm water drainage |  | 3 | 06 | 020 | 000 | 3.06.020
Ss_50_30_02_65 | 50 | 30 | 02 | 65 | Pressure-assisted full bore rainwater drainage systems | Maintenance Costs (MC) | Surface and underground drainage | Storm water drainage |  | 5 | 06 | 020 | 000 | 5.06.020
Ss_50_30_02_80 | 50 | 30 | 02 | 80 | Siphonic full bore rainwater drainage systems | Construction Costs (CC) | Surface and underground drainage | Storm water drainage |  | 2 | 06 | 020 | 000 | 2.06.020
Ss_50_30_02_80 | 50 | 30 | 02 | 80 | Siphonic full bore rainwater drainage systems | Renewal Costs (RC) | Surface and underground drainage | Storm water drainage |  | 3 | 06 | 020 | 000 | 3.06.020
Ss_50_30_02_80 | 50 | 30 | 02 | 80 | Siphonic full bore rainwater drainage systems | Maintenance Costs (MC) | Surface and underground drainage | Storm water drainage |  | 5 | 06 | 020 | 000 | 5.06.020
Ss_50_30_04 | 50 | 30 | 04 |  | Above ground waste water drainage systems | Construction Costs (CC) | Services and equipment | Water supply and drainage above ground or inside basement |  | 2 | 05 | 050 | 000 | 2.05.050
Ss_50_30_04 | 50 | 30 | 04 |  | Above ground waste water drainage systems | Renewal Costs (RC) | Services and equipment | Water supply and drainage above ground or inside basement |  | 3 | 05 | 050 | 000 | 3.05.050
Ss_50_30_04 | 50 | 30 | 04 |  | Above ground waste water drainage systems | Maintenance Costs (MC) | Services and equipment | Water supply and drainage above ground or inside basement |  | 5 | 05 | 050 | 000 | 5.05.050
Ss_50_30_04_05 | 50 | 30 | 04 | 05 | Basement waste water drainage systems | Construction Costs (CC) | Services and equipment | Water supply and drainage above ground or inside basement |  | 2 | 05 | 050 | 000 | 2.05.050
Ss_50_30_04_05 | 50 | 30 | 04 | 05 | Basement waste water drainage systems | Renewal Costs (RC) | Services and equipment | Water supply and drainage above ground or inside basement |  | 3 | 05 | 050 | 000 | 3.05.050
Ss_50_30_04_05 | 50 | 30 | 04 | 05 | Basement waste water drainage systems | Maintenance Costs (MC) | Services and equipment | Water supply and drainage above ground or inside basement |  | 5 | 05 | 050 | 000 | 5.05.050
Ss_50_30_04_15 | 50 | 30 | 04 | 15 | Commercial catering waste water drainage systems | Construction Costs (CC) | Services and equipment | Water supply and drainage above ground or inside basement |  | 2 | 05 | 050 | 000 | 2.05.050
Ss_50_30_04_15 | 50 | 30 | 04 | 15 | Commercial catering waste water drainage systems | Renewal Costs (RC) | Services and equipment | Water supply and drainage above ground or inside basement |  | 3 | 05 | 050 | 000 | 3.05.050
Ss_50_30_04_15 | 50 | 30 | 04 | 15 | Commercial catering waste water drainage systems | Maintenance Costs (MC) | Services and equipment | Water supply and drainage above ground or inside basement |  | 5 | 05 | 050 | 000 | 5.05.050
Ss_50_30_04_95 | 50 | 30 | 04 | 95 | Above ground external stack wastewater drainage systems | Construction Costs (CC) | Surface and underground drainage | Foul and waste water drainage |  | 2 | 06 | 030 | 000 | 2.06.030
Ss_50_30_04_95 | 50 | 30 | 04 | 95 | Above ground external stack wastewater drainage systems | Renewal Costs (RC) | Surface and underground drainage | Foul and waste water drainage |  | 3 | 06 | 030 | 000 | 3.06.030
Ss_50_30_04_95 | 50 | 30 | 04 | 95 | Above ground external stack wastewater drainage systems | Maintenance Costs (MC) | Surface and underground drainage | Foul and waste water drainage |  | 5 | 06 | 030 | 000 | 5.06.030
Ss_50_30_04_97 | 50 | 30 | 04 | 97 | Above ground internal stack wastewater drainage systems | Construction Costs (CC) | Services and equipment | Water supply and drainage above ground or inside basement |  | 2 | 05 | 050 | 000 | 2.05.050
Ss_50_30_04_97 | 50 | 30 | 04 | 97 | Above ground internal stack wastewater drainage systems | Renewal Costs (RC) | Services and equipment | Water supply and drainage above ground or inside basement |  | 3 | 05 | 050 | 000 | 3.05.050
Ss_50_30_04_97 | 50 | 30 | 04 | 97 | Above ground internal stack wastewater drainage systems | Maintenance Costs (MC) | Services and equipment | Water supply and drainage above ground or inside basement |  | 5 | 05 | 050 | 000 | 5.05.050
Ss_50_30_06 | 50 | 30 | 06 |  | Below ground inspection systems | Construction Costs (CC) | Surface and underground drainage | Drainage disconnections and connections |  | 2 | 06 | 040 | 000 | 2.06.040
Ss_50_30_06 | 50 | 30 | 06 |  | Below ground inspection systems | Renewal Costs (RC) | Surface and underground drainage | Drainage disconnections and connections |  | 3 | 06 | 040 | 000 | 3.06.040
Ss_50_30_06 | 50 | 30 | 06 |  | Below ground inspection systems | Maintenance Costs (MC) | Surface and underground drainage | Drainage disconnections and connections |  | 5 | 06 | 040 | 000 | 5.06.040
Ss_50_30_06_06 | 50 | 30 | 06 | 06 | Brick manhole systems | Construction Costs (CC) | Surface and underground drainage | Drainage disconnections and connections |  | 2 | 06 | 040 | 000 | 2.06.040
Ss_50_30_06_06 | 50 | 30 | 06 | 06 | Brick manhole systems | Renewal Costs (RC) | Surface and underground drainage | Drainage disconnections and connections |  | 3 | 06 | 040 | 000 | 3.06.040
Ss_50_30_06_06 | 50 | 30 | 06 | 06 | Brick manhole systems | Maintenance Costs (MC) | Surface and underground drainage | Drainage disconnections and connections |  | 5 | 06 | 040 | 000 | 5.06.040
Ss_50_30_06_08 | 50 | 30 | 06 | 08 | Brick shallow inspection chamber systems | Construction Costs (CC) | Surface and underground drainage | Drainage disconnections and connections |  | 2 | 06 | 040 | 000 | 2.06.040
Ss_50_30_06_08 | 50 | 30 | 06 | 08 | Brick shallow inspection chamber systems | Renewal Costs (RC) | Surface and underground drainage | Drainage disconnections and connections |  | 3 | 06 | 040 | 000 | 3.06.040
Ss_50_30_06_08 | 50 | 30 | 06 | 08 | Brick shallow inspection chamber systems | Maintenance Costs (MC) | Surface and underground drainage | Drainage disconnections and connections |  | 5 | 06 | 040 | 000 | 5.06.040
Ss_50_30_06_10 | 50 | 30 | 06 | 10 | Brick shallow silt trap and flow control chamber systems | Construction Costs (CC) | Surface and underground drainage | Drainage disconnections and connections |  | 2 | 06 | 040 | 000 | 2.06.040
Ss_50_30_06_10 | 50 | 30 | 06 | 10 | Brick shallow silt trap and flow control chamber systems | Renewal Costs (RC) | Surface and underground drainage | Drainage disconnections and connections |  | 3 | 06 | 040 | 000 | 3.06.040
Ss_50_30_06_10 | 50 | 30 | 06 | 10 | Brick shallow silt trap and flow control chamber systems | Maintenance Costs (MC) | Surface and underground drainage | Drainage disconnections and connections |  | 5 | 06 | 040 | 000 | 5.06.040
Ss_50_30_06_12 | 50 | 30 | 06 | 12 | Concrete deep manhole systems | Construction Costs (CC) | Surface and underground drainage | Drainage disconnections and connections |  | 2 | 06 | 040 | 000 | 2.06.040
Ss_50_30_06_12 | 50 | 30 | 06 | 12 | Concrete deep manhole systems | Renewal Costs (RC) | Surface and underground drainage | Drainage disconnections and connections |  | 3 | 06 | 040 | 000 | 3.06.040
Ss_50_30_06_12 | 50 | 30 | 06 | 12 | Concrete deep manhole systems | Maintenance Costs (MC) | Surface and underground drainage | Drainage disconnections and connections |  | 5 | 06 | 040 | 000 | 5.06.040
Ss_50_30_06_14 | 50 | 30 | 06 | 14 | Concrete manhole systems | Construction Costs (CC) | Surface and underground drainage | Drainage disconnections and connections |  | 2 | 06 | 040 | 000 | 2.06.040
Ss_50_30_06_14 | 50 | 30 | 06 | 14 | Concrete manhole systems | Renewal Costs (RC) | Surface and underground drainage | Drainage disconnections and connections |  | 3 | 06 | 040 | 000 | 3.06.040
Ss_50_30_06_14 | 50 | 30 | 06 | 14 | Concrete manhole systems | Maintenance Costs (MC) | Surface and underground drainage | Drainage disconnections and connections |  | 5 | 06 | 040 | 000 | 5.06.040
Ss_50_30_06_16 | 50 | 30 | 06 | 16 | Concrete shallow inspection chamber systems | Construction Costs (CC) | Surface and underground drainage | Drainage disconnections and connections |  | 2 | 06 | 040 | 000 | 2.06.040
Ss_50_30_06_16 | 50 | 30 | 06 | 16 | Concrete shallow inspection chamber systems | Renewal Costs (RC) | Surface and underground drainage | Drainage disconnections and connections |  | 3 | 06 | 040 | 000 | 3.06.040
Ss_50_30_06_16 | 50 | 30 | 06 | 16 | Concrete shallow inspection chamber systems | Maintenance Costs (MC) | Surface and underground drainage | Drainage disconnections and connections |  | 5 | 06 | 040 | 000 | 5.06.040
Ss_50_30_06_18 | 50 | 30 | 06 | 18 | Concrete silt trap and flow control chamber systems | Construction Costs (CC) | Surface and underground drainage | Drainage disconnections and connections |  | 2 | 06 | 040 | 000 | 2.06.040
Ss_50_30_06_18 | 50 | 30 | 06 | 18 | Concrete silt trap and flow control chamber systems | Renewal Costs (RC) | Surface and underground drainage | Drainage disconnections and connections |  | 3 | 06 | 040 | 000 | 3.06.040
Ss_50_30_06_18 | 50 | 30 | 06 | 18 | Concrete silt trap and flow control chamber systems | Maintenance Costs (MC) | Surface and underground drainage | Drainage disconnections and connections |  | 5 | 06 | 040 | 000 | 5.06.040
Ss_50_30_06_62 | 50 | 30 | 06 | 62 | Plastics deep non-entry inspection chamber systems | Construction Costs (CC) | Surface and underground drainage | Drainage disconnections and connections |  | 2 | 06 | 040 | 000 | 2.06.040
Ss_50_30_06_62 | 50 | 30 | 06 | 62 | Plastics deep non-entry inspection chamber systems | Renewal Costs (RC) | Surface and underground drainage | Drainage disconnections and connections |  | 3 | 06 | 040 | 000 | 3.06.040
Ss_50_30_06_62 | 50 | 30 | 06 | 62 | Plastics deep non-entry inspection chamber systems | Maintenance Costs (MC) | Surface and underground drainage | Drainage disconnections and connections |  | 5 | 06 | 040 | 000 | 5.06.040
Ss_50_30_06_64 | 50 | 30 | 06 | 64 | Plastics distribution and sampling chamber systems | Construction Costs (CC) | Surface and underground drainage | Drainage disconnections and connections |  | 2 | 06 | 040 | 000 | 2.06.040
Ss_50_30_06_64 | 50 | 30 | 06 | 64 | Plastics distribution and sampling chamber systems | Renewal Costs (RC) | Surface and underground drainage | Drainage disconnections and connections |  | 3 | 06 | 040 | 000 | 3.06.040
Ss_50_30_06_64 | 50 | 30 | 06 | 64 | Plastics distribution and sampling chamber systems | Maintenance Costs (MC) | Surface and underground drainage | Drainage disconnections and connections |  | 5 | 06 | 040 | 000 | 5.06.040
Ss_50_30_06_66 | 50 | 30 | 06 | 66 | Plastics shallow inspection chamber systems | Construction Costs (CC) | Surface and underground drainage | Drainage disconnections and connections |  | 2 | 06 | 040 | 000 | 2.06.040
Ss_50_30_06_66 | 50 | 30 | 06 | 66 | Plastics shallow inspection chamber systems | Renewal Costs (RC) | Surface and underground drainage | Drainage disconnections and connections |  | 3 | 06 | 040 | 000 | 3.06.040
Ss_50_30_06_66 | 50 | 30 | 06 | 66 | Plastics shallow inspection chamber systems | Maintenance Costs (MC) | Surface and underground drainage | Drainage disconnections and connections |  | 5 | 06 | 040 | 000 | 5.06.040
Ss_50_30_08 | 50 | 30 | 08 |  | Below ground gravity drainage systems | Construction Costs (CC) | Surface and underground drainage |  |  | 2 | 06 | 000 | 000 | 2.06.000
Ss_50_30_08 | 50 | 30 | 08 |  | Below ground gravity drainage systems | Renewal Costs (RC) | Surface and underground drainage |  |  | 3 | 06 | 000 | 000 | 3.06.000
Ss_50_30_08 | 50 | 30 | 08 |  | Below ground gravity drainage systems | Maintenance Costs (MC) | Surface and underground drainage |  |  | 5 | 06 | 000 | 000 | 5.06.000
Ss_50_30_08_15 | 50 | 30 | 08 | 15 | Combined below-ground drainage pipeline systems | Construction Costs (CC) | Surface and underground drainage |  |  | 2 | 06 | 000 | 000 | 2.06.000
Ss_50_30_08_15 | 50 | 30 | 08 | 15 | Combined below-ground drainage pipeline systems | Renewal Costs (RC) | Surface and underground drainage |  |  | 3 | 06 | 000 | 000 | 3.06.000
Ss_50_30_08_15 | 50 | 30 | 08 | 15 | Combined below-ground drainage pipeline systems | Maintenance Costs (MC) | Surface and underground drainage |  |  | 5 | 06 | 000 | 000 | 5.06.000
Ss_50_30_08_16 | 50 | 30 | 08 | 16 | Combined sewer overflow systems | Construction Costs (CC) | Surface and underground drainage |  |  | 2 | 06 | 000 | 000 | 2.06.000
Ss_50_30_08_16 | 50 | 30 | 08 | 16 | Combined sewer overflow systems | Renewal Costs (RC) | Surface and underground drainage |  |  | 3 | 06 | 000 | 000 | 3.06.000
Ss_50_30_08_16 | 50 | 30 | 08 | 16 | Combined sewer overflow systems | Maintenance Costs (MC) | Surface and underground drainage |  |  | 5 | 06 | 000 | 000 | 5.06.000
Ss_50_30_08_30 | 50 | 30 | 08 | 30 | Foul waste water below-ground drainage pipeline systems | Construction Costs (CC) | Surface and underground drainage | Foul and waste water drainage |  | 2 | 06 | 030 | 000 | 2.06.030
Ss_50_30_08_30 | 50 | 30 | 08 | 30 | Foul waste water below-ground drainage pipeline systems | Renewal Costs (RC) | Surface and underground drainage | Foul and waste water drainage |  | 3 | 06 | 030 | 000 | 3.06.030
Ss_50_30_08_30 | 50 | 30 | 08 | 30 | Foul waste water below-ground drainage pipeline systems | Maintenance Costs (MC) | Surface and underground drainage | Foul and waste water drainage |  | 5 | 06 | 030 | 000 | 5.06.030
Ss_50_30_08_85 | 50 | 30 | 08 | 85 | Surface water below-ground drainage pipeline systems | Construction Costs (CC) | Surface and underground drainage | Surface water drainage |  | 2 | 06 | 010 | 000 | 2.06.010
Ss_50_30_08_85 | 50 | 30 | 08 | 85 | Surface water below-ground drainage pipeline systems | Renewal Costs (RC) | Surface and underground drainage | Surface water drainage |  | 3 | 06 | 010 | 000 | 3.06.010
Ss_50_30_08_85 | 50 | 30 | 08 | 85 | Surface water below-ground drainage pipeline systems | Maintenance Costs (MC) | Surface and underground drainage | Surface water drainage |  | 5 | 06 | 010 | 000 | 5.06.010
Ss_50_30_10 | 50 | 30 | 10 |  | Below ground pumped drainage systems | Construction Costs (CC) | Surface and underground drainage |  |  | 2 | 06 | 000 | 000 | 2.06.000
Ss_50_30_10 | 50 | 30 | 10 |  | Below ground pumped drainage systems | Renewal Costs (RC) | Surface and underground drainage |  |  | 3 | 06 | 000 | 000 | 3.06.000
Ss_50_30_10 | 50 | 30 | 10 |  | Below ground pumped drainage systems | Maintenance Costs (MC) | Surface and underground drainage |  |  | 5 | 06 | 000 | 000 | 5.06.000
Ss_50_30_10_06 | 50 | 30 | 10 | 06 | Below-ground private packaged pumping station and pressure pipeline drainage systems | Construction Costs (CC) | Surface and underground drainage |  |  | 2 | 06 | 000 | 000 | 2.06.000
Ss_50_30_10_06 | 50 | 30 | 10 | 06 | Below-ground private packaged pumping station and pressure pipeline drainage systems | Renewal Costs (RC) | Surface and underground drainage |  |  | 3 | 06 | 000 | 000 | 3.06.000
Ss_50_30_10_06 | 50 | 30 | 10 | 06 | Below-ground private packaged pumping station and pressure pipeline drainage systems | Maintenance Costs (MC) | Surface and underground drainage |  |  | 5 | 06 | 000 | 000 | 5.06.000
Ss_50_30_45 | 50 | 30 | 45 |  | Land drainage systems | Construction Costs (CC) | Surface and underground drainage | Surface water drainage |  | 2 | 06 | 010 | 000 | 2.06.010
Ss_50_30_45 | 50 | 30 | 45 |  | Land drainage systems | Renewal Costs (RC) | Surface and underground drainage | Surface water drainage |  | 3 | 06 | 010 | 000 | 3.06.010
Ss_50_30_45 | 50 | 30 | 45 |  | Land drainage systems | Maintenance Costs (MC) | Surface and underground drainage | Surface water drainage |  | 5 | 06 | 010 | 000 | 5.06.010
Ss_50_30_45_08 | 50 | 30 | 45 | 08 | Blanket drain land drainage systems | Construction Costs (CC) | Surface and underground drainage | Surface water drainage |  | 2 | 06 | 010 | 000 | 2.06.010
Ss_50_30_45_08 | 50 | 30 | 45 | 08 | Blanket drain land drainage systems | Renewal Costs (RC) | Surface and underground drainage | Surface water drainage |  | 3 | 06 | 010 | 000 | 3.06.010
Ss_50_30_45_08 | 50 | 30 | 45 | 08 | Blanket drain land drainage systems | Maintenance Costs (MC) | Surface and underground drainage | Surface water drainage |  | 5 | 06 | 010 | 000 | 5.06.010
Ss_50_30_45_20 | 50 | 30 | 45 | 20 | Culvert land drainage systems | Construction Costs (CC) | Surface and underground drainage | Surface water drainage |  | 2 | 06 | 010 | 000 | 2.06.010
Ss_50_30_45_20 | 50 | 30 | 45 | 20 | Culvert land drainage systems | Renewal Costs (RC) | Surface and underground drainage | Surface water drainage |  | 3 | 06 | 010 | 000 | 3.06.010
Ss_50_30_45_20 | 50 | 30 | 45 | 20 | Culvert land drainage systems | Maintenance Costs (MC) | Surface and underground drainage | Surface water drainage |  | 5 | 06 | 010 | 000 | 5.06.010
Ss_50_30_45_30 | 50 | 30 | 45 | 30 | Filter drain land drainage systems | Construction Costs (CC) | Surface and underground drainage | Surface water drainage |  | 2 | 06 | 010 | 000 | 2.06.010
Ss_50_30_45_30 | 50 | 30 | 45 | 30 | Filter drain land drainage systems | Renewal Costs (RC) | Surface and underground drainage | Surface water drainage |  | 3 | 06 | 010 | 000 | 3.06.010
Ss_50_30_45_30 | 50 | 30 | 45 | 30 | Filter drain land drainage systems | Maintenance Costs (MC) | Surface and underground drainage | Surface water drainage |  | 5 | 06 | 010 | 000 | 5.06.010
Ss_50_30_45_32 | 50 | 30 | 45 | 32 | Fin drain piped land drainage systems | Construction Costs (CC) | Surface and underground drainage | Surface water drainage |  | 2 | 06 | 010 | 000 | 2.06.010
Ss_50_30_45_32 | 50 | 30 | 45 | 32 | Fin drain piped land drainage systems | Renewal Costs (RC) | Surface and underground drainage | Surface water drainage |  | 3 | 06 | 010 | 000 | 3.06.010
Ss_50_30_45_32 | 50 | 30 | 45 | 32 | Fin drain piped land drainage systems | Maintenance Costs (MC) | Surface and underground drainage | Surface water drainage |  | 5 | 06 | 010 | 000 | 5.06.010
Ss_50_30_45_53 | 50 | 30 | 45 | 53 | Mole or subsoiling drain land drainage systems | Construction Costs (CC) | Surface and underground drainage | Surface water drainage |  | 2 | 06 | 010 | 000 | 2.06.010
Ss_50_30_45_53 | 50 | 30 | 45 | 53 | Mole or subsoiling drain land drainage systems | Renewal Costs (RC) | Surface and underground drainage | Surface water drainage |  | 3 | 06 | 010 | 000 | 3.06.010
Ss_50_30_45_53 | 50 | 30 | 45 | 53 | Mole or subsoiling drain land drainage systems | Maintenance Costs (MC) | Surface and underground drainage | Surface water drainage |  | 5 | 06 | 010 | 000 | 5.06.010
Ss_50_30_45_55 | 50 | 30 | 45 | 55 | Narrow slot fin drain land drainage systems | Construction Costs (CC) | Surface and underground drainage | Surface water drainage |  | 2 | 06 | 010 | 000 | 2.06.010
Ss_50_30_45_55 | 50 | 30 | 45 | 55 | Narrow slot fin drain land drainage systems | Renewal Costs (RC) | Surface and underground drainage | Surface water drainage |  | 3 | 06 | 010 | 000 | 3.06.010
Ss_50_30_45_55 | 50 | 30 | 45 | 55 | Narrow slot fin drain land drainage systems | Maintenance Costs (MC) | Surface and underground drainage | Surface water drainage |  | 5 | 06 | 010 | 000 | 5.06.010
Ss_50_30_45_75 | 50 | 30 | 45 | 75 | Slitting or grooving land drainage systems | Construction Costs (CC) | Surface and underground drainage | Surface water drainage |  | 2 | 06 | 010 | 000 | 2.06.010
Ss_50_30_45_75 | 50 | 30 | 45 | 75 | Slitting or grooving land drainage systems | Renewal Costs (RC) | Surface and underground drainage | Surface water drainage |  | 3 | 06 | 010 | 000 | 3.06.010
Ss_50_30_45_75 | 50 | 30 | 45 | 75 | Slitting or grooving land drainage systems | Maintenance Costs (MC) | Surface and underground drainage | Surface water drainage |  | 5 | 06 | 010 | 000 | 5.06.010
Ss_50_30_45_85 | 50 | 30 | 45 | 85 | Subsoil drainage pipe drain systems | Construction Costs (CC) | Surface and underground drainage | Surface water drainage |  | 2 | 06 | 010 | 000 | 2.06.010
Ss_50_30_45_85 | 50 | 30 | 45 | 85 | Subsoil drainage pipe drain systems | Renewal Costs (RC) | Surface and underground drainage | Surface water drainage |  | 3 | 06 | 010 | 000 | 3.06.010
Ss_50_30_45_85 | 50 | 30 | 45 | 85 | Subsoil drainage pipe drain systems | Maintenance Costs (MC) | Surface and underground drainage | Surface water drainage |  | 5 | 06 | 010 | 000 | 5.06.010
Ss_50_30_45_90 | 50 | 30 | 45 | 90 | Trenchless drain land drainage systems | Construction Costs (CC) | Surface and underground drainage | Surface water drainage |  | 2 | 06 | 010 | 000 | 2.06.010
Ss_50_30_45_90 | 50 | 30 | 45 | 90 | Trenchless drain land drainage systems | Renewal Costs (RC) | Surface and underground drainage | Surface water drainage |  | 3 | 06 | 010 | 000 | 3.06.010
Ss_50_30_45_90 | 50 | 30 | 45 | 90 | Trenchless drain land drainage systems | Maintenance Costs (MC) | Surface and underground drainage | Surface water drainage |  | 5 | 06 | 010 | 000 | 5.06.010
Ss_50_30_65 | 50 | 30 | 65 |  | Pressure relief drainage systems | Construction Costs (CC) | Surface and underground drainage |  |  | 2 | 06 | 000 | 000 | 2.06.000
Ss_50_30_65 | 50 | 30 | 65 |  | Pressure relief drainage systems | Renewal Costs (RC) | Surface and underground drainage |  |  | 3 | 06 | 000 | 000 | 3.06.000
Ss_50_30_65 | 50 | 30 | 65 |  | Pressure relief drainage systems | Maintenance Costs (MC) | Surface and underground drainage |  |  | 5 | 06 | 000 | 000 | 5.06.000
Ss_50_30_65_08 | 50 | 30 | 65 | 08 | Blanket drain pressure relief systems | Construction Costs (CC) | Surface and underground drainage |  |  | 2 | 06 | 000 | 000 | 2.06.000
Ss_50_30_65_08 | 50 | 30 | 65 | 08 | Blanket drain pressure relief systems | Renewal Costs (RC) | Surface and underground drainage |  |  | 3 | 06 | 000 | 000 | 3.06.000
Ss_50_30_65_08 | 50 | 30 | 65 | 08 | Blanket drain pressure relief systems | Maintenance Costs (MC) | Surface and underground drainage |  |  | 5 | 06 | 000 | 000 | 5.06.000
Ss_50_30_65_30 | 50 | 30 | 65 | 30 | Filter drain pressure relief systems | Construction Costs (CC) | Surface and underground drainage |  |  | 2 | 06 | 000 | 000 | 2.06.000
Ss_50_30_65_30 | 50 | 30 | 65 | 30 | Filter drain pressure relief systems | Renewal Costs (RC) | Surface and underground drainage |  |  | 3 | 06 | 000 | 000 | 3.06.000
Ss_50_30_65_30 | 50 | 30 | 65 | 30 | Filter drain pressure relief systems | Maintenance Costs (MC) | Surface and underground drainage |  |  | 5 | 06 | 000 | 000 | 5.06.000
Ss_50_30_65_35 | 50 | 30 | 65 | 35 | Geocomposite sheet fin drain pressure relief systems | Construction Costs (CC) | Surface and underground drainage |  |  | 2 | 06 | 000 | 000 | 2.06.000
Ss_50_30_65_35 | 50 | 30 | 65 | 35 | Geocomposite sheet fin drain pressure relief systems | Renewal Costs (RC) | Surface and underground drainage |  |  | 3 | 06 | 000 | 000 | 3.06.000
Ss_50_30_65_35 | 50 | 30 | 65 | 35 | Geocomposite sheet fin drain pressure relief systems | Maintenance Costs (MC) | Surface and underground drainage |  |  | 5 | 06 | 000 | 000 | 5.06.000
Ss_50_30_80 | 50 | 30 | 80 |  | Storm water gravity drainage systems | Construction Costs (CC) | Surface and underground drainage | Storm water drainage |  | 2 | 06 | 020 | 000 | 2.06.020
Ss_50_30_80 | 50 | 30 | 80 |  | Storm water gravity drainage systems | Renewal Costs (RC) | Surface and underground drainage | Storm water drainage |  | 3 | 06 | 020 | 000 | 3.06.020
Ss_50_30_80 | 50 | 30 | 80 |  | Storm water gravity drainage systems | Maintenance Costs (MC) | Surface and underground drainage | Storm water drainage |  | 5 | 06 | 020 | 000 | 5.06.020
Ss_50_30_80_10 | 50 | 30 | 80 | 10 | Bifurcation storm water overflow systems | Construction Costs (CC) | Surface and underground drainage | Storm water drainage |  | 2 | 06 | 020 | 000 | 2.06.020
Ss_50_30_80_10 | 50 | 30 | 80 | 10 | Bifurcation storm water overflow systems | Renewal Costs (RC) | Surface and underground drainage | Storm water drainage |  | 3 | 06 | 020 | 000 | 3.06.020
Ss_50_30_80_10 | 50 | 30 | 80 | 10 | Bifurcation storm water overflow systems | Maintenance Costs (MC) | Surface and underground drainage | Storm water drainage |  | 5 | 06 | 020 | 000 | 5.06.020
Ss_50_30_80_72 | 50 | 30 | 80 | 72 | Rigid attenuation or storage tank for stormwater flood attenuation systems | Construction Costs (CC) | Surface and underground drainage | Storm water drainage |  | 2 | 06 | 020 | 000 | 2.06.020
Ss_50_30_80_72 | 50 | 30 | 80 | 72 | Rigid attenuation or storage tank for stormwater flood attenuation systems | Renewal Costs (RC) | Surface and underground drainage | Storm water drainage |  | 3 | 06 | 020 | 000 | 3.06.020
Ss_50_30_80_72 | 50 | 30 | 80 | 72 | Rigid attenuation or storage tank for stormwater flood attenuation systems | Maintenance Costs (MC) | Surface and underground drainage | Storm water drainage |  | 5 | 06 | 020 | 000 | 5.06.020
Ss_50_30_82 | 50 | 30 | 82 |  | Surface and waste water gravity drainage systems | Construction Costs (CC) | Surface and underground drainage | Drainage disconnections and connections |  | 2 | 06 | 040 | 000 | 2.06.040
Ss_50_30_82 | 50 | 30 | 82 |  | Surface and waste water gravity drainage systems | Renewal Costs (RC) | Surface and underground drainage | Drainage disconnections and connections |  | 3 | 06 | 040 | 000 | 3.06.040
Ss_50_30_82 | 50 | 30 | 82 |  | Surface and waste water gravity drainage systems | Maintenance Costs (MC) | Surface and underground drainage | Drainage disconnections and connections |  | 5 | 06 | 040 | 000 | 5.06.040
Ss_50_30_82_41 | 50 | 30 | 82 | 41 | Inlet drainage systems | Construction Costs (CC) | Surface and underground drainage | Drainage disconnections and connections |  | 2 | 06 | 040 | 000 | 2.06.040
Ss_50_30_82_41 | 50 | 30 | 82 | 41 | Inlet drainage systems | Renewal Costs (RC) | Surface and underground drainage | Drainage disconnections and connections |  | 3 | 06 | 040 | 000 | 3.06.040
Ss_50_30_82_41 | 50 | 30 | 82 | 41 | Inlet drainage systems | Maintenance Costs (MC) | Surface and underground drainage | Drainage disconnections and connections |  | 5 | 06 | 040 | 000 | 5.06.040
Ss_50_30_82_59 | 50 | 30 | 82 | 59 | Outlet drainage systems | Construction Costs (CC) | Surface and underground drainage | Drainage disconnections and connections |  | 2 | 06 | 040 | 000 | 2.06.040
Ss_50_30_82_59 | 50 | 30 | 82 | 59 | Outlet drainage systems | Renewal Costs (RC) | Surface and underground drainage | Drainage disconnections and connections |  | 3 | 06 | 040 | 000 | 3.06.040
Ss_50_30_82_59 | 50 | 30 | 82 | 59 | Outlet drainage systems | Maintenance Costs (MC) | Surface and underground drainage | Drainage disconnections and connections |  | 5 | 06 | 040 | 000 | 5.06.040
Ss_50_30_82_73 | 50 | 30 | 82 | 73 | Road drainage systems | Construction Costs (CC) | Surface and underground drainage | Drainage disconnections and connections |  | 2 | 06 | 040 | 000 | 2.06.040
Ss_50_30_82_73 | 50 | 30 | 82 | 73 | Road drainage systems | Renewal Costs (RC) | Surface and underground drainage | Drainage disconnections and connections |  | 3 | 06 | 040 | 000 | 3.06.040
Ss_50_30_82_73 | 50 | 30 | 82 | 73 | Road drainage systems | Maintenance Costs (MC) | Surface and underground drainage | Drainage disconnections and connections |  | 5 | 06 | 040 | 000 | 5.06.040
Ss_50_30_85 | 50 | 30 | 85 |  | Surface and waste water pumped drainage systems | Construction Costs (CC) | Surface and underground drainage | Drainage disconnections and connections |  | 2 | 06 | 040 | 000 | 2.06.040
Ss_50_30_85 | 50 | 30 | 85 |  | Surface and waste water pumped drainage systems | Renewal Costs (RC) | Surface and underground drainage | Drainage disconnections and connections |  | 3 | 06 | 040 | 000 | 3.06.040
Ss_50_30_85 | 50 | 30 | 85 |  | Surface and waste water pumped drainage systems | Maintenance Costs (MC) | Surface and underground drainage | Drainage disconnections and connections |  | 5 | 06 | 040 | 000 | 5.06.040
Ss_50_40 | 50 | 40 |  |  | Solid waste collection and distribution systems | Construction Costs (CC) | Services and equipment | Disposal systems |  | 2 | 05 | 070 | 000 | 2.05.070
Ss_50_40 | 50 | 40 |  |  | Solid waste collection and distribution systems | Renewal Costs (RC) | Services and equipment | Disposal systems |  | 3 | 05 | 070 | 000 | 3.05.070
Ss_50_40 | 50 | 40 |  |  | Solid waste collection and distribution systems | Maintenance Costs (MC) | Services and equipment | Disposal systems |  | 5 | 05 | 070 | 000 | 5.05.070
Ss_50_50 | 50 | 50 |  |  | Gas waste storage, treatment and disposal systems | Construction Costs (CC) | Services and equipment | Disposal systems |  | 2 | 05 | 070 | 000 | 2.05.070
Ss_50_50 | 50 | 50 |  |  | Gas waste storage, treatment and disposal systems | Renewal Costs (RC) | Services and equipment | Disposal systems |  | 3 | 05 | 070 | 000 | 3.05.070
Ss_50_50 | 50 | 50 |  |  | Gas waste storage, treatment and disposal systems | Maintenance Costs (MC) | Services and equipment | Disposal systems |  | 5 | 05 | 070 | 000 | 5.05.070
Ss_50_50_45 | 50 | 50 | 45 |  | Landfill gas disposal systems | Construction Costs (CC) | Services and equipment | Disposal systems |  | 2 | 05 | 070 | 000 | 2.05.070
Ss_50_50_45 | 50 | 50 | 45 |  | Landfill gas disposal systems | Renewal Costs (RC) | Services and equipment | Disposal systems |  | 3 | 05 | 070 | 000 | 3.05.070
Ss_50_50_45 | 50 | 50 | 45 |  | Landfill gas disposal systems | Maintenance Costs (MC) | Services and equipment | Disposal systems |  | 5 | 05 | 070 | 000 | 5.05.070
Ss_50_50_95 | 50 | 50 | 95 |  | Waste gas treatment and disposal systems | Construction Costs (CC) | Services and equipment | Disposal systems |  | 2 | 05 | 070 | 000 | 2.05.070
Ss_50_50_95 | 50 | 50 | 95 |  | Waste gas treatment and disposal systems | Renewal Costs (RC) | Services and equipment | Disposal systems |  | 3 | 05 | 070 | 000 | 3.05.070
Ss_50_50_95 | 50 | 50 | 95 |  | Waste gas treatment and disposal systems | Maintenance Costs (MC) | Services and equipment | Disposal systems |  | 5 | 05 | 070 | 000 | 5.05.070
Ss_50_60 | 50 | 60 |  |  | Non-aqueous liquid waste storage, treatment and disposal systems | Construction Costs (CC) | Services and equipment | Disposal systems |  | 2 | 05 | 070 | 000 | 2.05.070
Ss_50_60 | 50 | 60 |  |  | Non-aqueous liquid waste storage, treatment and disposal systems | Renewal Costs (RC) | Services and equipment | Disposal systems |  | 3 | 05 | 070 | 000 | 3.05.070
Ss_50_60 | 50 | 60 |  |  | Non-aqueous liquid waste storage, treatment and disposal systems | Maintenance Costs (MC) | Services and equipment | Disposal systems |  | 5 | 05 | 070 | 000 | 5.05.070
Ss_50_60_45 | 50 | 60 | 45 |  | Landfill liquid disposal systems | Construction Costs (CC) | Services and equipment | Disposal systems |  | 2 | 05 | 070 | 000 | 2.05.070
Ss_50_60_45 | 50 | 60 | 45 |  | Landfill liquid disposal systems | Renewal Costs (RC) | Services and equipment | Disposal systems |  | 3 | 05 | 070 | 000 | 3.05.070
Ss_50_60_45 | 50 | 60 | 45 |  | Landfill liquid disposal systems | Maintenance Costs (MC) | Services and equipment | Disposal systems |  | 5 | 05 | 070 | 000 | 5.05.070
Ss_50_60_90 | 50 | 60 | 90 |  | Waste liquid fuel storage and treatment systems | Construction Costs (CC) | Services and equipment | Disposal systems |  | 2 | 05 | 070 | 000 | 2.05.070
Ss_50_60_90 | 50 | 60 | 90 |  | Waste liquid fuel storage and treatment systems | Renewal Costs (RC) | Services and equipment | Disposal systems |  | 3 | 05 | 070 | 000 | 3.05.070
Ss_50_60_90 | 50 | 60 | 90 |  | Waste liquid fuel storage and treatment systems | Maintenance Costs (MC) | Services and equipment | Disposal systems |  | 5 | 05 | 070 | 000 | 5.05.070
Ss_50_60_95 | 50 | 60 | 95 |  | Waste process liquid storage and treatment systems | Construction Costs (CC) | Services and equipment | Disposal systems |  | 2 | 05 | 070 | 000 | 2.05.070
Ss_50_60_95 | 50 | 60 | 95 |  | Waste process liquid storage and treatment systems | Renewal Costs (RC) | Services and equipment | Disposal systems |  | 3 | 05 | 070 | 000 | 3.05.070
Ss_50_60_95 | 50 | 60 | 95 |  | Waste process liquid storage and treatment systems | Maintenance Costs (MC) | Services and equipment | Disposal systems |  | 5 | 05 | 070 | 000 | 5.05.070
Ss_50_70 | 50 | 70 |  |  | Water waste (drainage) storage, treatment and disposal systems | Construction Costs (CC) | Surface and underground drainage | Foul and waste water drainage |  | 2 | 06 | 030 | 000 | 2.06.030
Ss_50_70 | 50 | 70 |  |  | Water waste (drainage) storage, treatment and disposal systems | Renewal Costs (RC) | Surface and underground drainage | Foul and waste water drainage |  | 3 | 06 | 030 | 000 | 3.06.030
Ss_50_70 | 50 | 70 |  |  | Water waste (drainage) storage, treatment and disposal systems | Maintenance Costs (MC) | Surface and underground drainage | Foul and waste water drainage |  | 5 | 06 | 030 | 000 | 5.06.030
Ss_50_70_05 | 50 | 70 | 05 |  | Below-ground private drainage disposal systems | Construction Costs (CC) | Surface and underground drainage | Foul and waste water drainage |  | 2 | 06 | 030 | 000 | 2.06.030
Ss_50_70_05 | 50 | 70 | 05 |  | Below-ground private drainage disposal systems | Renewal Costs (RC) | Surface and underground drainage | Foul and waste water drainage |  | 3 | 06 | 030 | 000 | 3.06.030
Ss_50_70_05 | 50 | 70 | 05 |  | Below-ground private drainage disposal systems | Maintenance Costs (MC) | Surface and underground drainage | Foul and waste water drainage |  | 5 | 06 | 030 | 000 | 5.06.030
Ss_50_70_05_20 | 50 | 70 | 05 | 20 | Below-ground waste water drainage field systems | Construction Costs (CC) | Surface and underground drainage | Foul and waste water drainage |  | 2 | 06 | 030 | 000 | 2.06.030
Ss_50_70_05_20 | 50 | 70 | 05 | 20 | Below-ground waste water drainage field systems | Renewal Costs (RC) | Surface and underground drainage | Foul and waste water drainage |  | 3 | 06 | 030 | 000 | 3.06.030
Ss_50_70_05_20 | 50 | 70 | 05 | 20 | Below-ground waste water drainage field systems | Maintenance Costs (MC) | Surface and underground drainage | Foul and waste water drainage |  | 5 | 06 | 030 | 000 | 5.06.030
Ss_50_70_05_22 | 50 | 70 | 05 | 22 | Below-ground drainage packaged grease trap systems | Construction Costs (CC) | Surface and underground drainage | Foul and waste water drainage |  | 2 | 06 | 030 | 000 | 2.06.030
Ss_50_70_05_22 | 50 | 70 | 05 | 22 | Below-ground drainage packaged grease trap systems | Renewal Costs (RC) | Surface and underground drainage | Foul and waste water drainage |  | 3 | 06 | 030 | 000 | 3.06.030
Ss_50_70_05_22 | 50 | 70 | 05 | 22 | Below-ground drainage packaged grease trap systems | Maintenance Costs (MC) | Surface and underground drainage | Foul and waste water drainage |  | 5 | 06 | 030 | 000 | 5.06.030
Ss_50_70_05_23 | 50 | 70 | 05 | 23 | Below-ground drainage private packaged septic tank systems | Construction Costs (CC) | Surface and underground drainage | Foul and waste water drainage |  | 2 | 06 | 030 | 000 | 2.06.030
Ss_50_70_05_23 | 50 | 70 | 05 | 23 | Below-ground drainage private packaged septic tank systems | Renewal Costs (RC) | Surface and underground drainage | Foul and waste water drainage |  | 3 | 06 | 030 | 000 | 3.06.030
Ss_50_70_05_23 | 50 | 70 | 05 | 23 | Below-ground drainage private packaged septic tank systems | Maintenance Costs (MC) | Surface and underground drainage | Foul and waste water drainage |  | 5 | 06 | 030 | 000 | 5.06.030
Ss_50_70_05_24 | 50 | 70 | 05 | 24 | Below-ground drainage private packaged sewage treatment systems | Construction Costs (CC) | Surface and underground drainage | Foul and waste water drainage |  | 2 | 06 | 030 | 000 | 2.06.030
Ss_50_70_05_24 | 50 | 70 | 05 | 24 | Below-ground drainage private packaged sewage treatment systems | Renewal Costs (RC) | Surface and underground drainage | Foul and waste water drainage |  | 3 | 06 | 030 | 000 | 3.06.030
Ss_50_70_05_24 | 50 | 70 | 05 | 24 | Below-ground drainage private packaged sewage treatment systems | Maintenance Costs (MC) | Surface and underground drainage | Foul and waste water drainage |  | 5 | 06 | 030 | 000 | 5.06.030
Ss_50_70_05_25 | 50 | 70 | 05 | 25 | Below-ground drainage private packaged storage tank systems | Construction Costs (CC) | Surface and underground drainage | Foul and waste water drainage |  | 2 | 06 | 030 | 000 | 2.06.030
Ss_50_70_05_25 | 50 | 70 | 05 | 25 | Below-ground drainage private packaged storage tank systems | Renewal Costs (RC) | Surface and underground drainage | Foul and waste water drainage |  | 3 | 06 | 030 | 000 | 3.06.030
Ss_50_70_05_25 | 50 | 70 | 05 | 25 | Below-ground drainage private packaged storage tank systems | Maintenance Costs (MC) | Surface and underground drainage | Foul and waste water drainage |  | 5 | 06 | 030 | 000 | 5.06.030
Ss_50_70_05_79 | 50 | 70 | 05 | 79 | Below-ground drainage concrete soakaway systems | Construction Costs (CC) | Surface and underground drainage | Foul and waste water drainage |  | 2 | 06 | 030 | 000 | 2.06.030
Ss_50_70_05_79 | 50 | 70 | 05 | 79 | Below-ground drainage concrete soakaway systems | Renewal Costs (RC) | Surface and underground drainage | Foul and waste water drainage |  | 3 | 06 | 030 | 000 | 3.06.030
Ss_50_70_05_79 | 50 | 70 | 05 | 79 | Below-ground drainage concrete soakaway systems | Maintenance Costs (MC) | Surface and underground drainage | Foul and waste water drainage |  | 5 | 06 | 030 | 000 | 5.06.030
Ss_50_70_05_80 | 50 | 70 | 05 | 80 | Below-ground drainage granular fill soakaway systems | Construction Costs (CC) | Surface and underground drainage | Foul and waste water drainage |  | 2 | 06 | 030 | 000 | 2.06.030
Ss_50_70_05_80 | 50 | 70 | 05 | 80 | Below-ground drainage granular fill soakaway systems | Renewal Costs (RC) | Surface and underground drainage | Foul and waste water drainage |  | 3 | 06 | 030 | 000 | 3.06.030
Ss_50_70_05_80 | 50 | 70 | 05 | 80 | Below-ground drainage granular fill soakaway systems | Maintenance Costs (MC) | Surface and underground drainage | Foul and waste water drainage |  | 5 | 06 | 030 | 000 | 5.06.030
Ss_50_70_05_81 | 50 | 70 | 05 | 81 | Below-ground drainage modular plastics attenuation or storage tank systems | Construction Costs (CC) | Surface and underground drainage | Foul and waste water drainage |  | 2 | 06 | 030 | 000 | 2.06.030
Ss_50_70_05_81 | 50 | 70 | 05 | 81 | Below-ground drainage modular plastics attenuation or storage tank systems | Renewal Costs (RC) | Surface and underground drainage | Foul and waste water drainage |  | 3 | 06 | 030 | 000 | 3.06.030
Ss_50_70_05_81 | 50 | 70 | 05 | 81 | Below-ground drainage modular plastics attenuation or storage tank systems | Maintenance Costs (MC) | Surface and underground drainage | Foul and waste water drainage |  | 5 | 06 | 030 | 000 | 5.06.030
Ss_50_70_05_82 | 50 | 70 | 05 | 82 | Below-ground drainage modular plastics soakaway systems | Construction Costs (CC) | Surface and underground drainage | Foul and waste water drainage |  | 2 | 06 | 030 | 000 | 2.06.030
Ss_50_70_05_82 | 50 | 70 | 05 | 82 | Below-ground drainage modular plastics soakaway systems | Renewal Costs (RC) | Surface and underground drainage | Foul and waste water drainage |  | 3 | 06 | 030 | 000 | 3.06.030
Ss_50_70_05_82 | 50 | 70 | 05 | 82 | Below-ground drainage modular plastics soakaway systems | Maintenance Costs (MC) | Surface and underground drainage | Foul and waste water drainage |  | 5 | 06 | 030 | 000 | 5.06.030
Ss_50_70_05_83 | 50 | 70 | 05 | 83 | Below-ground drainage packaged oil and petrol interceptor systems | Construction Costs (CC) | Surface and underground drainage | Foul and waste water drainage |  | 2 | 06 | 030 | 000 | 2.06.030
Ss_50_70_05_83 | 50 | 70 | 05 | 83 | Below-ground drainage packaged oil and petrol interceptor systems | Renewal Costs (RC) | Surface and underground drainage | Foul and waste water drainage |  | 3 | 06 | 030 | 000 | 3.06.030
Ss_50_70_05_83 | 50 | 70 | 05 | 83 | Below-ground drainage packaged oil and petrol interceptor systems | Maintenance Costs (MC) | Surface and underground drainage | Foul and waste water drainage |  | 5 | 06 | 030 | 000 | 5.06.030
Ss_50_70_05_84 | 50 | 70 | 05 | 84 | Below-ground drainage packaged silt trap systems | Construction Costs (CC) | Surface and underground drainage | Foul and waste water drainage |  | 2 | 06 | 030 | 000 | 2.06.030
Ss_50_70_05_84 | 50 | 70 | 05 | 84 | Below-ground drainage packaged silt trap systems | Renewal Costs (RC) | Surface and underground drainage | Foul and waste water drainage |  | 3 | 06 | 030 | 000 | 3.06.030
Ss_50_70_05_84 | 50 | 70 | 05 | 84 | Below-ground drainage packaged silt trap systems | Maintenance Costs (MC) | Surface and underground drainage | Foul and waste water drainage |  | 5 | 06 | 030 | 000 | 5.06.030
Ss_50_70_05_85 | 50 | 70 | 05 | 85 | Below-ground drainage rigid attenuation or storage tank systems | Construction Costs (CC) | Surface and underground drainage | Foul and waste water drainage |  | 2 | 06 | 030 | 000 | 2.06.030
Ss_50_70_05_85 | 50 | 70 | 05 | 85 | Below-ground drainage rigid attenuation or storage tank systems | Renewal Costs (RC) | Surface and underground drainage | Foul and waste water drainage |  | 3 | 06 | 030 | 000 | 3.06.030
Ss_50_70_05_85 | 50 | 70 | 05 | 85 | Below-ground drainage rigid attenuation or storage tank systems | Maintenance Costs (MC) | Surface and underground drainage | Foul and waste water drainage |  | 5 | 06 | 030 | 000 | 5.06.030
Ss_50_70_05_86 | 50 | 70 | 05 | 86 | Below-ground drainage wet well systems | Construction Costs (CC) | Surface and underground drainage | Foul and waste water drainage |  | 2 | 06 | 030 | 000 | 2.06.030
Ss_50_70_05_86 | 50 | 70 | 05 | 86 | Below-ground drainage wet well systems | Renewal Costs (RC) | Surface and underground drainage | Foul and waste water drainage |  | 3 | 06 | 030 | 000 | 3.06.030
Ss_50_70_05_86 | 50 | 70 | 05 | 86 | Below-ground drainage wet well systems | Maintenance Costs (MC) | Surface and underground drainage | Foul and waste water drainage |  | 5 | 06 | 030 | 000 | 5.06.030
Ss_50_70_05_95 | 50 | 70 | 05 | 95 | Below-ground drainage outfall systems | Construction Costs (CC) | Surface and underground drainage | Foul and waste water drainage |  | 2 | 06 | 030 | 000 | 2.06.030
Ss_50_70_05_95 | 50 | 70 | 05 | 95 | Below-ground drainage outfall systems | Renewal Costs (RC) | Surface and underground drainage | Foul and waste water drainage |  | 3 | 06 | 030 | 000 | 3.06.030
Ss_50_70_05_95 | 50 | 70 | 05 | 95 | Below-ground drainage outfall systems | Maintenance Costs (MC) | Surface and underground drainage | Foul and waste water drainage |  | 5 | 06 | 030 | 000 | 5.06.030
Ss_50_70_24 | 50 | 70 | 24 |  | Drainage disposal systems | Construction Costs (CC) | Surface and underground drainage | Foul and waste water drainage |  | 2 | 06 | 030 | 000 | 2.06.030
Ss_50_70_24 | 50 | 70 | 24 |  | Drainage disposal systems | Renewal Costs (RC) | Surface and underground drainage | Foul and waste water drainage |  | 3 | 06 | 030 | 000 | 3.06.030
Ss_50_70_24 | 50 | 70 | 24 |  | Drainage disposal systems | Maintenance Costs (MC) | Surface and underground drainage | Foul and waste water drainage |  | 5 | 06 | 030 | 000 | 5.06.030
Ss_50_70_24_80 | 50 | 70 | 24 | 80 | Soakaway borehole systems | Construction Costs (CC) | Surface and underground drainage | Foul and waste water drainage |  | 2 | 06 | 030 | 000 | 2.06.030
Ss_50_70_24_80 | 50 | 70 | 24 | 80 | Soakaway borehole systems | Renewal Costs (RC) | Surface and underground drainage | Foul and waste water drainage |  | 3 | 06 | 030 | 000 | 3.06.030
Ss_50_70_24_80 | 50 | 70 | 24 | 80 | Soakaway borehole systems | Maintenance Costs (MC) | Surface and underground drainage | Foul and waste water drainage |  | 5 | 06 | 030 | 000 | 5.06.030
Ss_50_70_60 | 50 | 70 | 60 |  | Private drainage treatment systems | Construction Costs (CC) | Surface and underground drainage | Foul and waste water drainage |  | 2 | 06 | 030 | 000 | 2.06.030
Ss_50_70_60 | 50 | 70 | 60 |  | Private drainage treatment systems | Renewal Costs (RC) | Surface and underground drainage | Foul and waste water drainage |  | 3 | 06 | 030 | 000 | 3.06.030
Ss_50_70_60 | 50 | 70 | 60 |  | Private drainage treatment systems | Maintenance Costs (MC) | Surface and underground drainage | Foul and waste water drainage |  | 5 | 06 | 030 | 000 | 5.06.030
Ss_50_70_60_70 | 50 | 70 | 60 | 70 | Radioactive wastewater treatment systems | Construction Costs (CC) | Demolition, site preparation and formation | Environmental treatment |  | 2 | 01 | 020 | 000 | 2.01.020
Ss_50_70_60_70 | 50 | 70 | 60 | 70 | Radioactive wastewater treatment systems | Renewal Costs (RC) | Demolition, site preparation and formation | Environmental treatment |  | 3 | 01 | 020 | 000 | 3.01.020
Ss_50_70_60_70 | 50 | 70 | 60 | 70 | Radioactive wastewater treatment systems | Maintenance Costs (MC) | Demolition, site preparation and formation | Environmental treatment |  | 5 | 01 | 020 | 000 | 5.01.020
Ss_50_70_83 | 50 | 70 | 83 |  | Surface water tank systems | Construction Costs (CC) | Surface and underground drainage | Surface water drainage |  | 2 | 06 | 010 | 000 | 2.06.010
Ss_50_70_83 | 50 | 70 | 83 |  | Surface water tank systems | Renewal Costs (RC) | Surface and underground drainage | Surface water drainage |  | 3 | 06 | 010 | 000 | 3.06.010
Ss_50_70_83 | 50 | 70 | 83 |  | Surface water tank systems | Maintenance Costs (MC) | Surface and underground drainage | Surface water drainage |  | 5 | 06 | 010 | 000 | 5.06.010
Ss_50_70_85 | 50 | 70 | 85 |  | Sustainable drainage systems (SuDS) | Construction Costs (CC) | Surface and underground drainage | Surface water drainage |  | 2 | 06 | 010 | 000 | 2.06.010
Ss_50_70_85 | 50 | 70 | 85 |  | Sustainable drainage systems (SuDS) | Renewal Costs (RC) | Surface and underground drainage | Surface water drainage |  | 3 | 06 | 010 | 000 | 3.06.010
Ss_50_70_85 | 50 | 70 | 85 |  | Sustainable drainage systems (SuDS) | Maintenance Costs (MC) | Surface and underground drainage | Surface water drainage |  | 5 | 06 | 010 | 000 | 5.06.010
Ss_50_70_85_00 | 50 | 70 | 85 | 00 | SuDS management train systems | Construction Costs (CC) | Surface and underground drainage | Surface water drainage |  | 2 | 06 | 010 | 000 | 2.06.010
Ss_50_70_85_00 | 50 | 70 | 85 | 00 | SuDS management train systems | Renewal Costs (RC) | Surface and underground drainage | Surface water drainage |  | 3 | 06 | 010 | 000 | 3.06.010
Ss_50_70_85_00 | 50 | 70 | 85 | 00 | SuDS management train systems | Maintenance Costs (MC) | Surface and underground drainage | Surface water drainage |  | 5 | 06 | 010 | 000 | 5.06.010
Ss_50_70_85_06 | 50 | 70 | 85 | 06 | Below ground surface water storage tank systems | Construction Costs (CC) | Surface and underground drainage | Surface water drainage |  | 2 | 06 | 010 | 000 | 2.06.010
Ss_50_70_85_06 | 50 | 70 | 85 | 06 | Below ground surface water storage tank systems | Renewal Costs (RC) | Surface and underground drainage | Surface water drainage |  | 3 | 06 | 010 | 000 | 3.06.010
Ss_50_70_85_06 | 50 | 70 | 85 | 06 | Below ground surface water storage tank systems | Maintenance Costs (MC) | Surface and underground drainage | Surface water drainage |  | 5 | 06 | 010 | 000 | 5.06.010
Ss_50_70_85_08 | 50 | 70 | 85 | 08 | Bioretention area systems | Construction Costs (CC) | Surface and underground drainage | Surface water drainage |  | 2 | 06 | 010 | 000 | 2.06.010
Ss_50_70_85_08 | 50 | 70 | 85 | 08 | Bioretention area systems | Renewal Costs (RC) | Surface and underground drainage | Surface water drainage |  | 3 | 06 | 010 | 000 | 3.06.010
Ss_50_70_85_08 | 50 | 70 | 85 | 08 | Bioretention area systems | Maintenance Costs (MC) | Surface and underground drainage | Surface water drainage |  | 5 | 06 | 010 | 000 | 5.06.010
Ss_50_70_85_15 | 50 | 70 | 85 | 15 | Conveyance swale systems | Construction Costs (CC) | Surface and underground drainage | Surface water drainage |  | 2 | 06 | 010 | 000 | 2.06.010
Ss_50_70_85_15 | 50 | 70 | 85 | 15 | Conveyance swale systems | Renewal Costs (RC) | Surface and underground drainage | Surface water drainage |  | 3 | 06 | 010 | 000 | 3.06.010
Ss_50_70_85_15 | 50 | 70 | 85 | 15 | Conveyance swale systems | Maintenance Costs (MC) | Surface and underground drainage | Surface water drainage |  | 5 | 06 | 010 | 000 | 5.06.010
Ss_50_70_85_21 | 50 | 70 | 85 | 21 | Detention basin systems | Construction Costs (CC) | Surface and underground drainage | Surface water drainage |  | 2 | 06 | 010 | 000 | 2.06.010
Ss_50_70_85_21 | 50 | 70 | 85 | 21 | Detention basin systems | Renewal Costs (RC) | Surface and underground drainage | Surface water drainage |  | 3 | 06 | 010 | 000 | 3.06.010
Ss_50_70_85_21 | 50 | 70 | 85 | 21 | Detention basin systems | Maintenance Costs (MC) | Surface and underground drainage | Surface water drainage |  | 5 | 06 | 010 | 000 | 5.06.010
Ss_50_70_85_24 | 50 | 70 | 85 | 24 | Dry swale systems | Construction Costs (CC) | Surface and underground drainage | Surface water drainage |  | 2 | 06 | 010 | 000 | 2.06.010
Ss_50_70_85_24 | 50 | 70 | 85 | 24 | Dry swale systems | Renewal Costs (RC) | Surface and underground drainage | Surface water drainage |  | 3 | 06 | 010 | 000 | 3.06.010
Ss_50_70_85_24 | 50 | 70 | 85 | 24 | Dry swale systems | Maintenance Costs (MC) | Surface and underground drainage | Surface water drainage |  | 5 | 06 | 010 | 000 | 5.06.010
Ss_50_70_85_30 | 50 | 70 | 85 | 30 | Filter strip systems | Construction Costs (CC) | Surface and underground drainage | Surface water drainage |  | 2 | 06 | 010 | 000 | 2.06.010
Ss_50_70_85_30 | 50 | 70 | 85 | 30 | Filter strip systems | Renewal Costs (RC) | Surface and underground drainage | Surface water drainage |  | 3 | 06 | 010 | 000 | 3.06.010
Ss_50_70_85_30 | 50 | 70 | 85 | 30 | Filter strip systems | Maintenance Costs (MC) | Surface and underground drainage | Surface water drainage |  | 5 | 06 | 010 | 000 | 5.06.010
Ss_50_70_85_31 | 50 | 70 | 85 | 31 | Filter drain systems | Construction Costs (CC) | Surface and underground drainage | Surface water drainage |  | 2 | 06 | 010 | 000 | 2.06.010
Ss_50_70_85_31 | 50 | 70 | 85 | 31 | Filter drain systems | Renewal Costs (RC) | Surface and underground drainage | Surface water drainage |  | 3 | 06 | 010 | 000 | 3.06.010
Ss_50_70_85_31 | 50 | 70 | 85 | 31 | Filter drain systems | Maintenance Costs (MC) | Surface and underground drainage | Surface water drainage |  | 5 | 06 | 010 | 000 | 5.06.010
Ss_50_70_85_32 | 50 | 70 | 85 | 32 | Filtration treatment and separation systems | Construction Costs (CC) | Surface and underground drainage | Surface water drainage |  | 2 | 06 | 010 | 000 | 2.06.010
Ss_50_70_85_32 | 50 | 70 | 85 | 32 | Filtration treatment and separation systems | Renewal Costs (RC) | Surface and underground drainage | Surface water drainage |  | 3 | 06 | 010 | 000 | 3.06.010
Ss_50_70_85_32 | 50 | 70 | 85 | 32 | Filtration treatment and separation systems | Maintenance Costs (MC) | Surface and underground drainage | Surface water drainage |  | 5 | 06 | 010 | 000 | 5.06.010
Ss_50_70_85_33 | 50 | 70 | 85 | 33 | Geocellular attenuation tank systems | Construction Costs (CC) | Surface and underground drainage | Surface water drainage |  | 2 | 06 | 010 | 000 | 2.06.010
Ss_50_70_85_33 | 50 | 70 | 85 | 33 | Geocellular attenuation tank systems | Renewal Costs (RC) | Surface and underground drainage | Surface water drainage |  | 3 | 06 | 010 | 000 | 3.06.010
Ss_50_70_85_33 | 50 | 70 | 85 | 33 | Geocellular attenuation tank systems | Maintenance Costs (MC) | Surface and underground drainage | Surface water drainage |  | 5 | 06 | 010 | 000 | 5.06.010
Ss_50_70_85_34 | 50 | 70 | 85 | 34 | Geocellular soakaway systems | Construction Costs (CC) | Surface and underground drainage | Surface water drainage |  | 2 | 06 | 010 | 000 | 2.06.010
Ss_50_70_85_34 | 50 | 70 | 85 | 34 | Geocellular soakaway systems | Renewal Costs (RC) | Surface and underground drainage | Surface water drainage |  | 3 | 06 | 010 | 000 | 3.06.010
Ss_50_70_85_34 | 50 | 70 | 85 | 34 | Geocellular soakaway systems | Maintenance Costs (MC) | Surface and underground drainage | Surface water drainage |  | 5 | 06 | 010 | 000 | 5.06.010
Ss_50_70_85_35 | 50 | 70 | 85 | 35 | Granular fill soakaway systems | Construction Costs (CC) | Surface and underground drainage | Surface water drainage |  | 2 | 06 | 010 | 000 | 2.06.010
Ss_50_70_85_35 | 50 | 70 | 85 | 35 | Granular fill soakaway systems | Renewal Costs (RC) | Surface and underground drainage | Surface water drainage |  | 3 | 06 | 010 | 000 | 3.06.010
Ss_50_70_85_35 | 50 | 70 | 85 | 35 | Granular fill soakaway systems | Maintenance Costs (MC) | Surface and underground drainage | Surface water drainage |  | 5 | 06 | 010 | 000 | 5.06.010
Ss_50_70_85_41 | 50 | 70 | 85 | 41 | Infiltration basin systems | Construction Costs (CC) | Surface and underground drainage | Surface water drainage |  | 2 | 06 | 010 | 000 | 2.06.010
Ss_50_70_85_41 | 50 | 70 | 85 | 41 | Infiltration basin systems | Renewal Costs (RC) | Surface and underground drainage | Surface water drainage |  | 3 | 06 | 010 | 000 | 3.06.010
Ss_50_70_85_41 | 50 | 70 | 85 | 41 | Infiltration basin systems | Maintenance Costs (MC) | Surface and underground drainage | Surface water drainage |  | 5 | 06 | 010 | 000 | 5.06.010
Ss_50_70_85_42 | 50 | 70 | 85 | 42 | Infiltration trench systems | Construction Costs (CC) | Surface and underground drainage | Surface water drainage |  | 2 | 06 | 010 | 000 | 2.06.010
Ss_50_70_85_42 | 50 | 70 | 85 | 42 | Infiltration trench systems | Renewal Costs (RC) | Surface and underground drainage | Surface water drainage |  | 3 | 06 | 010 | 000 | 3.06.010
Ss_50_70_85_42 | 50 | 70 | 85 | 42 | Infiltration trench systems | Maintenance Costs (MC) | Surface and underground drainage | Surface water drainage |  | 5 | 06 | 010 | 000 | 5.06.010
Ss_50_70_85_58 | 50 | 70 | 85 | 58 | Open channel conveyance systems | Construction Costs (CC) | Surface and underground drainage | Surface water drainage |  | 2 | 06 | 010 | 000 | 2.06.010
Ss_50_70_85_58 | 50 | 70 | 85 | 58 | Open channel conveyance systems | Renewal Costs (RC) | Surface and underground drainage | Surface water drainage |  | 3 | 06 | 010 | 000 | 3.06.010
Ss_50_70_85_58 | 50 | 70 | 85 | 58 | Open channel conveyance systems | Maintenance Costs (MC) | Surface and underground drainage | Surface water drainage |  | 5 | 06 | 010 | 000 | 5.06.010
Ss_50_70_85_61 | 50 | 70 | 85 | 61 | Pervious pavement systems | Construction Costs (CC) | Surface and underground drainage | Surface water drainage |  | 2 | 06 | 010 | 000 | 2.06.010
Ss_50_70_85_61 | 50 | 70 | 85 | 61 | Pervious pavement systems | Renewal Costs (RC) | Surface and underground drainage | Surface water drainage |  | 3 | 06 | 010 | 000 | 3.06.010
Ss_50_70_85_61 | 50 | 70 | 85 | 61 | Pervious pavement systems | Maintenance Costs (MC) | Surface and underground drainage | Surface water drainage |  | 5 | 06 | 010 | 000 | 5.06.010
Ss_50_70_85_64 | 50 | 70 | 85 | 64 | Pond systems | Construction Costs (CC) | Surface and underground drainage | Surface water drainage |  | 2 | 06 | 010 | 000 | 2.06.010
Ss_50_70_85_64 | 50 | 70 | 85 | 64 | Pond systems | Renewal Costs (RC) | Surface and underground drainage | Surface water drainage |  | 3 | 06 | 010 | 000 | 3.06.010
Ss_50_70_85_64 | 50 | 70 | 85 | 64 | Pond systems | Maintenance Costs (MC) | Surface and underground drainage | Surface water drainage |  | 5 | 06 | 010 | 000 | 5.06.010
Ss_50_70_85_66 | 50 | 70 | 85 | 66 | Precast concrete soakaway systems | Construction Costs (CC) | Surface and underground drainage | Surface water drainage |  | 2 | 06 | 010 | 000 | 2.06.010
Ss_50_70_85_66 | 50 | 70 | 85 | 66 | Precast concrete soakaway systems | Renewal Costs (RC) | Surface and underground drainage | Surface water drainage |  | 3 | 06 | 010 | 000 | 3.06.010
Ss_50_70_85_66 | 50 | 70 | 85 | 66 | Precast concrete soakaway systems | Maintenance Costs (MC) | Surface and underground drainage | Surface water drainage |  | 5 | 06 | 010 | 000 | 5.06.010
Ss_50_70_85_70 | 50 | 70 | 85 | 70 | Rainwater harvesting systems | Construction Costs (CC) | Surface and underground drainage | Storm water drainage |  | 2 | 06 | 020 | 000 | 2.06.020
Ss_50_70_85_70 | 50 | 70 | 85 | 70 | Rainwater harvesting systems | Renewal Costs (RC) | Surface and underground drainage | Storm water drainage |  | 3 | 06 | 020 | 000 | 3.06.020
Ss_50_70_85_70 | 50 | 70 | 85 | 70 | Rainwater harvesting systems | Maintenance Costs (MC) | Surface and underground drainage | Storm water drainage |  | 5 | 06 | 020 | 000 | 5.06.020
Ss_50_70_85_75 | 50 | 70 | 85 | 75 | Sand filter bed systems | Construction Costs (CC) | Surface and underground drainage | Storm water drainage |  | 2 | 06 | 020 | 000 | 2.06.020
Ss_50_70_85_75 | 50 | 70 | 85 | 75 | Sand filter bed systems | Renewal Costs (RC) | Surface and underground drainage | Storm water drainage |  | 3 | 06 | 020 | 000 | 3.06.020
Ss_50_70_85_75 | 50 | 70 | 85 | 75 | Sand filter bed systems | Maintenance Costs (MC) | Surface and underground drainage | Storm water drainage |  | 5 | 06 | 020 | 000 | 5.06.020
Ss_50_70_85_76 | 50 | 70 | 85 | 76 | Sand filter bed surface systems | Construction Costs (CC) | Surface and underground drainage | Surface water drainage |  | 2 | 06 | 010 | 000 | 2.06.010
Ss_50_70_85_76 | 50 | 70 | 85 | 76 | Sand filter bed surface systems | Renewal Costs (RC) | Surface and underground drainage | Surface water drainage |  | 3 | 06 | 010 | 000 | 3.06.010
Ss_50_70_85_76 | 50 | 70 | 85 | 76 | Sand filter bed surface systems | Maintenance Costs (MC) | Surface and underground drainage | Surface water drainage |  | 5 | 06 | 010 | 000 | 5.06.010
Ss_50_70_85_85 | 50 | 70 | 85 | 85 | Swale systems | Construction Costs (CC) | Surface and underground drainage | Surface water drainage |  | 2 | 06 | 010 | 000 | 2.06.010
Ss_50_70_85_85 | 50 | 70 | 85 | 85 | Swale systems | Renewal Costs (RC) | Surface and underground drainage | Surface water drainage |  | 3 | 06 | 010 | 000 | 3.06.010
Ss_50_70_85_85 | 50 | 70 | 85 | 85 | Swale systems | Maintenance Costs (MC) | Surface and underground drainage | Surface water drainage |  | 5 | 06 | 010 | 000 | 5.06.010
Ss_50_70_85_96 | 50 | 70 | 85 | 96 | Water butt systems | Construction Costs (CC) | Surface and underground drainage | Surface water drainage |  | 2 | 06 | 010 | 000 | 2.06.010
Ss_50_70_85_96 | 50 | 70 | 85 | 96 | Water butt systems | Renewal Costs (RC) | Surface and underground drainage | Surface water drainage |  | 3 | 06 | 010 | 000 | 3.06.010
Ss_50_70_85_96 | 50 | 70 | 85 | 96 | Water butt systems | Maintenance Costs (MC) | Surface and underground drainage | Surface water drainage |  | 5 | 06 | 010 | 000 | 5.06.010
Ss_50_70_85_97 | 50 | 70 | 85 | 97 | Wet swale systems | Construction Costs (CC) | Surface and underground drainage | Surface water drainage |  | 2 | 06 | 010 | 000 | 2.06.010
Ss_50_70_85_97 | 50 | 70 | 85 | 97 | Wet swale systems | Renewal Costs (RC) | Surface and underground drainage | Surface water drainage |  | 3 | 06 | 010 | 000 | 3.06.010
Ss_50_70_85_97 | 50 | 70 | 85 | 97 | Wet swale systems | Maintenance Costs (MC) | Surface and underground drainage | Surface water drainage |  | 5 | 06 | 010 | 000 | 5.06.010
Ss_50_70_85_98 | 50 | 70 | 85 | 98 | Wetland drainage systems | Construction Costs (CC) | Surface and underground drainage | Surface water drainage |  | 2 | 06 | 010 | 000 | 2.06.010
Ss_50_70_85_98 | 50 | 70 | 85 | 98 | Wetland drainage systems | Renewal Costs (RC) | Surface and underground drainage | Surface water drainage |  | 3 | 06 | 010 | 000 | 3.06.010
Ss_50_70_85_98 | 50 | 70 | 85 | 98 | Wetland drainage systems | Maintenance Costs (MC) | Surface and underground drainage | Surface water drainage |  | 5 | 06 | 010 | 000 | 5.06.010
Ss_50_75 | 50 | 75 |  |  | Wastewater storage, treatment and disposal systems | Construction Costs (CC) | Surface and underground drainage | Foul and waste water drainage |  | 2 | 06 | 030 | 000 | 2.06.030
Ss_50_75 | 50 | 75 |  |  | Wastewater storage, treatment and disposal systems | Renewal Costs (RC) | Surface and underground drainage | Foul and waste water drainage |  | 3 | 06 | 030 | 000 | 3.06.030
Ss_50_75 | 50 | 75 |  |  | Wastewater storage, treatment and disposal systems | Maintenance Costs (MC) | Surface and underground drainage | Foul and waste water drainage |  | 5 | 06 | 030 | 000 | 5.06.030
Ss_50_75_01 | 50 | 75 | 01 |  | Aeration systems | Construction Costs (CC) | Surface and underground drainage | Foul and waste water drainage |  | 2 | 06 | 030 | 000 | 2.06.030
Ss_50_75_01 | 50 | 75 | 01 |  | Aeration systems | Renewal Costs (RC) | Surface and underground drainage | Foul and waste water drainage |  | 3 | 06 | 030 | 000 | 3.06.030
Ss_50_75_01 | 50 | 75 | 01 |  | Aeration systems | Maintenance Costs (MC) | Surface and underground drainage | Foul and waste water drainage |  | 5 | 06 | 030 | 000 | 5.06.030
Ss_50_75_01_22 | 50 | 75 | 01 | 22 | Diffused aeration systems | Construction Costs (CC) | Surface and underground drainage | Foul and waste water drainage |  | 2 | 06 | 030 | 000 | 2.06.030
Ss_50_75_01_22 | 50 | 75 | 01 | 22 | Diffused aeration systems | Renewal Costs (RC) | Surface and underground drainage | Foul and waste water drainage |  | 3 | 06 | 030 | 000 | 3.06.030
Ss_50_75_01_22 | 50 | 75 | 01 | 22 | Diffused aeration systems | Maintenance Costs (MC) | Surface and underground drainage | Foul and waste water drainage |  | 5 | 06 | 030 | 000 | 5.06.030
Ss_50_75_01_44 | 50 | 75 | 01 | 44 | Jet aeration systems | Construction Costs (CC) | Surface and underground drainage | Foul and waste water drainage |  | 2 | 06 | 030 | 000 | 2.06.030
Ss_50_75_01_44 | 50 | 75 | 01 | 44 | Jet aeration systems | Renewal Costs (RC) | Surface and underground drainage | Foul and waste water drainage |  | 3 | 06 | 030 | 000 | 3.06.030
Ss_50_75_01_44 | 50 | 75 | 01 | 44 | Jet aeration systems | Maintenance Costs (MC) | Surface and underground drainage | Foul and waste water drainage |  | 5 | 06 | 030 | 000 | 5.06.030
Ss_50_75_01_51 | 50 | 75 | 01 | 51 | Mechanical aeration systems | Construction Costs (CC) | Surface and underground drainage | Foul and waste water drainage |  | 2 | 06 | 030 | 000 | 2.06.030
Ss_50_75_01_51 | 50 | 75 | 01 | 51 | Mechanical aeration systems | Renewal Costs (RC) | Surface and underground drainage | Foul and waste water drainage |  | 3 | 06 | 030 | 000 | 3.06.030
Ss_50_75_01_51 | 50 | 75 | 01 | 51 | Mechanical aeration systems | Maintenance Costs (MC) | Surface and underground drainage | Foul and waste water drainage |  | 5 | 06 | 030 | 000 | 5.06.030
Ss_50_75_01_90 | 50 | 75 | 01 | 90 | Tray cascade aeration systems | Construction Costs (CC) | Surface and underground drainage | Foul and waste water drainage |  | 2 | 06 | 030 | 000 | 2.06.030
Ss_50_75_01_90 | 50 | 75 | 01 | 90 | Tray cascade aeration systems | Renewal Costs (RC) | Surface and underground drainage | Foul and waste water drainage |  | 3 | 06 | 030 | 000 | 3.06.030
Ss_50_75_01_90 | 50 | 75 | 01 | 90 | Tray cascade aeration systems | Maintenance Costs (MC) | Surface and underground drainage | Foul and waste water drainage |  | 5 | 06 | 030 | 000 | 5.06.030
Ss_50_75_20 | 50 | 75 | 20 |  | Decanting systems | Construction Costs (CC) | Surface and underground drainage | Foul and waste water drainage |  | 2 | 06 | 030 | 000 | 2.06.030
Ss_50_75_20 | 50 | 75 | 20 |  | Decanting systems | Renewal Costs (RC) | Surface and underground drainage | Foul and waste water drainage |  | 3 | 06 | 030 | 000 | 3.06.030
Ss_50_75_20 | 50 | 75 | 20 |  | Decanting systems | Maintenance Costs (MC) | Surface and underground drainage | Foul and waste water drainage |  | 5 | 06 | 030 | 000 | 5.06.030
Ss_50_75_20_96 | 50 | 75 | 20 | 96 | Wastewater decanting systems | Construction Costs (CC) | Surface and underground drainage | Foul and waste water drainage |  | 2 | 06 | 030 | 000 | 2.06.030
Ss_50_75_20_96 | 50 | 75 | 20 | 96 | Wastewater decanting systems | Renewal Costs (RC) | Surface and underground drainage | Foul and waste water drainage |  | 3 | 06 | 030 | 000 | 3.06.030
Ss_50_75_20_96 | 50 | 75 | 20 | 96 | Wastewater decanting systems | Maintenance Costs (MC) | Surface and underground drainage | Foul and waste water drainage |  | 5 | 06 | 030 | 000 | 5.06.030
Ss_50_75_21 | 50 | 75 | 21 |  | Desludging and sludge handling systems | Construction Costs (CC) | Surface and underground drainage | Foul and waste water drainage |  | 2 | 06 | 030 | 000 | 2.06.030
Ss_50_75_21 | 50 | 75 | 21 |  | Desludging and sludge handling systems | Renewal Costs (RC) | Surface and underground drainage | Foul and waste water drainage |  | 3 | 06 | 030 | 000 | 3.06.030
Ss_50_75_21 | 50 | 75 | 21 |  | Desludging and sludge handling systems | Maintenance Costs (MC) | Surface and underground drainage | Foul and waste water drainage |  | 5 | 06 | 030 | 000 | 5.06.030
Ss_50_75_21_20 | 50 | 75 | 21 | 20 | Desludging systems | Construction Costs (CC) | Surface and underground drainage | Foul and waste water drainage |  | 2 | 06 | 030 | 000 | 2.06.030
Ss_50_75_21_20 | 50 | 75 | 21 | 20 | Desludging systems | Renewal Costs (RC) | Surface and underground drainage | Foul and waste water drainage |  | 3 | 06 | 030 | 000 | 3.06.030
Ss_50_75_21_20 | 50 | 75 | 21 | 20 | Desludging systems | Maintenance Costs (MC) | Surface and underground drainage | Foul and waste water drainage |  | 5 | 06 | 030 | 000 | 5.06.030
Ss_50_75_21_75 | 50 | 75 | 21 | 75 | Settlement tank gravity desludging systems | Construction Costs (CC) | Surface and underground drainage | Foul and waste water drainage |  | 2 | 06 | 030 | 000 | 2.06.030
Ss_50_75_21_75 | 50 | 75 | 21 | 75 | Settlement tank gravity desludging systems | Renewal Costs (RC) | Surface and underground drainage | Foul and waste water drainage |  | 3 | 06 | 030 | 000 | 3.06.030
Ss_50_75_21_75 | 50 | 75 | 21 | 75 | Settlement tank gravity desludging systems | Maintenance Costs (MC) | Surface and underground drainage | Foul and waste water drainage |  | 5 | 06 | 030 | 000 | 5.06.030
Ss_50_75_21_80 | 50 | 75 | 21 | 80 | Sludge handling and treatment systems | Construction Costs (CC) | Surface and underground drainage | Foul and waste water drainage |  | 2 | 06 | 030 | 000 | 2.06.030
Ss_50_75_21_80 | 50 | 75 | 21 | 80 | Sludge handling and treatment systems | Renewal Costs (RC) | Surface and underground drainage | Foul and waste water drainage |  | 3 | 06 | 030 | 000 | 3.06.030
Ss_50_75_21_80 | 50 | 75 | 21 | 80 | Sludge handling and treatment systems | Maintenance Costs (MC) | Surface and underground drainage | Foul and waste water drainage |  | 5 | 06 | 030 | 000 | 5.06.030
Ss_50_75_34 | 50 | 75 | 34 |  | Grit treatment and removal systems | Construction Costs (CC) | Surface and underground drainage | Foul and waste water drainage |  | 2 | 06 | 030 | 000 | 2.06.030
Ss_50_75_34 | 50 | 75 | 34 |  | Grit treatment and removal systems | Renewal Costs (RC) | Surface and underground drainage | Foul and waste water drainage |  | 3 | 06 | 030 | 000 | 3.06.030
Ss_50_75_34 | 50 | 75 | 34 |  | Grit treatment and removal systems | Maintenance Costs (MC) | Surface and underground drainage | Foul and waste water drainage |  | 5 | 06 | 030 | 000 | 5.06.030
Ss_50_75_34_16 | 50 | 75 | 34 | 16 | Crossflow grit removal systems | Construction Costs (CC) | Surface and underground drainage | Foul and waste water drainage |  | 2 | 06 | 030 | 000 | 2.06.030
Ss_50_75_34_16 | 50 | 75 | 34 | 16 | Crossflow grit removal systems | Renewal Costs (RC) | Surface and underground drainage | Foul and waste water drainage |  | 3 | 06 | 030 | 000 | 3.06.030
Ss_50_75_34_16 | 50 | 75 | 34 | 16 | Crossflow grit removal systems | Maintenance Costs (MC) | Surface and underground drainage | Foul and waste water drainage |  | 5 | 06 | 030 | 000 | 5.06.030
Ss_50_75_34_60 | 50 | 75 | 34 | 60 | Package grit treatment and removal systems | Construction Costs (CC) | Surface and underground drainage | Foul and waste water drainage |  | 2 | 06 | 030 | 000 | 2.06.030
Ss_50_75_34_60 | 50 | 75 | 34 | 60 | Package grit treatment and removal systems | Renewal Costs (RC) | Surface and underground drainage | Foul and waste water drainage |  | 3 | 06 | 030 | 000 | 3.06.030
Ss_50_75_34_60 | 50 | 75 | 34 | 60 | Package grit treatment and removal systems | Maintenance Costs (MC) | Surface and underground drainage | Foul and waste water drainage |  | 5 | 06 | 030 | 000 | 5.06.030
Ss_50_75_34_94 | 50 | 75 | 34 | 94 | Vortex grit removal systems | Construction Costs (CC) | Surface and underground drainage | Foul and waste water drainage |  | 2 | 06 | 030 | 000 | 2.06.030
Ss_50_75_34_94 | 50 | 75 | 34 | 94 | Vortex grit removal systems | Renewal Costs (RC) | Surface and underground drainage | Foul and waste water drainage |  | 3 | 06 | 030 | 000 | 3.06.030
Ss_50_75_34_94 | 50 | 75 | 34 | 94 | Vortex grit removal systems | Maintenance Costs (MC) | Surface and underground drainage | Foul and waste water drainage |  | 5 | 06 | 030 | 000 | 5.06.030
Ss_50_75_41 | 50 | 75 | 41 |  | Inlet works systems | Construction Costs (CC) | Surface and underground drainage | Foul and waste water drainage |  | 2 | 06 | 030 | 000 | 2.06.030
Ss_50_75_41 | 50 | 75 | 41 |  | Inlet works systems | Renewal Costs (RC) | Surface and underground drainage | Foul and waste water drainage |  | 3 | 06 | 030 | 000 | 3.06.030
Ss_50_75_41 | 50 | 75 | 41 |  | Inlet works systems | Maintenance Costs (MC) | Surface and underground drainage | Foul and waste water drainage |  | 5 | 06 | 030 | 000 | 5.06.030
Ss_50_75_41_15 | 50 | 75 | 41 | 15 | Concrete inlet works systems | Construction Costs (CC) | Surface and underground drainage | Foul and waste water drainage |  | 2 | 06 | 030 | 000 | 2.06.030
Ss_50_75_41_15 | 50 | 75 | 41 | 15 | Concrete inlet works systems | Renewal Costs (RC) | Surface and underground drainage | Foul and waste water drainage |  | 3 | 06 | 030 | 000 | 3.06.030
Ss_50_75_41_15 | 50 | 75 | 41 | 15 | Concrete inlet works systems | Maintenance Costs (MC) | Surface and underground drainage | Foul and waste water drainage |  | 5 | 06 | 030 | 000 | 5.06.030
Ss_50_75_41_60 | 50 | 75 | 41 | 60 | Package inlet works systems | Construction Costs (CC) | Surface and underground drainage | Foul and waste water drainage |  | 2 | 06 | 030 | 000 | 2.06.030
Ss_50_75_41_60 | 50 | 75 | 41 | 60 | Package inlet works systems | Renewal Costs (RC) | Surface and underground drainage | Foul and waste water drainage |  | 3 | 06 | 030 | 000 | 3.06.030
Ss_50_75_41_60 | 50 | 75 | 41 | 60 | Package inlet works systems | Maintenance Costs (MC) | Surface and underground drainage | Foul and waste water drainage |  | 5 | 06 | 030 | 000 | 5.06.030
Ss_50_75_41_66 | 50 | 75 | 41 | 66 | Prefabricated inlet works systems | Construction Costs (CC) | Surface and underground drainage | Foul and waste water drainage |  | 2 | 06 | 030 | 000 | 2.06.030
Ss_50_75_41_66 | 50 | 75 | 41 | 66 | Prefabricated inlet works systems | Renewal Costs (RC) | Surface and underground drainage | Foul and waste water drainage |  | 3 | 06 | 030 | 000 | 3.06.030
Ss_50_75_41_66 | 50 | 75 | 41 | 66 | Prefabricated inlet works systems | Maintenance Costs (MC) | Surface and underground drainage | Foul and waste water drainage |  | 5 | 06 | 030 | 000 | 5.06.030
Ss_50_75_58 | 50 | 75 | 58 |  | Odour control systems | Construction Costs (CC) | Surface and underground drainage | Foul and waste water drainage |  | 2 | 06 | 030 | 000 | 2.06.030
Ss_50_75_58 | 50 | 75 | 58 |  | Odour control systems | Renewal Costs (RC) | Surface and underground drainage | Foul and waste water drainage |  | 3 | 06 | 030 | 000 | 3.06.030
Ss_50_75_58 | 50 | 75 | 58 |  | Odour control systems | Maintenance Costs (MC) | Surface and underground drainage | Foul and waste water drainage |  | 5 | 06 | 030 | 000 | 5.06.030
Ss_50_75_58_07 | 50 | 75 | 58 | 07 | Bio-filtration systems | Construction Costs (CC) | Surface and underground drainage | Foul and waste water drainage |  | 2 | 06 | 030 | 000 | 2.06.030
Ss_50_75_58_07 | 50 | 75 | 58 | 07 | Bio-filtration systems | Renewal Costs (RC) | Surface and underground drainage | Foul and waste water drainage |  | 3 | 06 | 030 | 000 | 3.06.030
Ss_50_75_58_07 | 50 | 75 | 58 | 07 | Bio-filtration systems | Maintenance Costs (MC) | Surface and underground drainage | Foul and waste water drainage |  | 5 | 06 | 030 | 000 | 5.06.030
Ss_50_75_58_08 | 50 | 75 | 58 | 08 | Bio-scrubber systems | Construction Costs (CC) | Surface and underground drainage | Foul and waste water drainage |  | 2 | 06 | 030 | 000 | 2.06.030
Ss_50_75_58_08 | 50 | 75 | 58 | 08 | Bio-scrubber systems | Renewal Costs (RC) | Surface and underground drainage | Foul and waste water drainage |  | 3 | 06 | 030 | 000 | 3.06.030
Ss_50_75_58_08 | 50 | 75 | 58 | 08 | Bio-scrubber systems | Maintenance Costs (MC) | Surface and underground drainage | Foul and waste water drainage |  | 5 | 06 | 030 | 000 | 5.06.030
Ss_50_75_58_11 | 50 | 75 | 58 | 11 | Catalytic iron filter systems | Construction Costs (CC) | Surface and underground drainage | Foul and waste water drainage |  | 2 | 06 | 030 | 000 | 2.06.030
Ss_50_75_58_11 | 50 | 75 | 58 | 11 | Catalytic iron filter systems | Renewal Costs (RC) | Surface and underground drainage | Foul and waste water drainage |  | 3 | 06 | 030 | 000 | 3.06.030
Ss_50_75_58_11 | 50 | 75 | 58 | 11 | Catalytic iron filter systems | Maintenance Costs (MC) | Surface and underground drainage | Foul and waste water drainage |  | 5 | 06 | 030 | 000 | 5.06.030
Ss_50_75_58_23 | 50 | 75 | 58 | 23 | Dry installation systems | Construction Costs (CC) | Surface and underground drainage | Foul and waste water drainage |  | 2 | 06 | 030 | 000 | 2.06.030
Ss_50_75_58_23 | 50 | 75 | 58 | 23 | Dry installation systems | Renewal Costs (RC) | Surface and underground drainage | Foul and waste water drainage |  | 3 | 06 | 030 | 000 | 3.06.030
Ss_50_75_58_23 | 50 | 75 | 58 | 23 | Dry installation systems | Maintenance Costs (MC) | Surface and underground drainage | Foul and waste water drainage |  | 5 | 06 | 030 | 000 | 5.06.030
Ss_50_75_58_96 | 50 | 75 | 58 | 96 | Wet scrubber systems | Construction Costs (CC) | Surface and underground drainage | Foul and waste water drainage |  | 2 | 06 | 030 | 000 | 2.06.030
Ss_50_75_58_96 | 50 | 75 | 58 | 96 | Wet scrubber systems | Renewal Costs (RC) | Surface and underground drainage | Foul and waste water drainage |  | 3 | 06 | 030 | 000 | 3.06.030
Ss_50_75_58_96 | 50 | 75 | 58 | 96 | Wet scrubber systems | Maintenance Costs (MC) | Surface and underground drainage | Foul and waste water drainage |  | 5 | 06 | 030 | 000 | 5.06.030
Ss_50_75_67 | 50 | 75 | 67 |  | Primary sewage treatment and final settlement systems | Construction Costs (CC) | Surface and underground drainage | Foul and waste water drainage |  | 2 | 06 | 030 | 000 | 2.06.030
Ss_50_75_67 | 50 | 75 | 67 |  | Primary sewage treatment and final settlement systems | Renewal Costs (RC) | Surface and underground drainage | Foul and waste water drainage |  | 3 | 06 | 030 | 000 | 3.06.030
Ss_50_75_67 | 50 | 75 | 67 |  | Primary sewage treatment and final settlement systems | Maintenance Costs (MC) | Surface and underground drainage | Foul and waste water drainage |  | 5 | 06 | 030 | 000 | 5.06.030
Ss_50_75_67_38 | 50 | 75 | 67 | 38 | Horizontal flow tank systems | Construction Costs (CC) | Surface and underground drainage | Foul and waste water drainage |  | 2 | 06 | 030 | 000 | 2.06.030
Ss_50_75_67_38 | 50 | 75 | 67 | 38 | Horizontal flow tank systems | Renewal Costs (RC) | Surface and underground drainage | Foul and waste water drainage |  | 3 | 06 | 030 | 000 | 3.06.030
Ss_50_75_67_38 | 50 | 75 | 67 | 38 | Horizontal flow tank systems | Maintenance Costs (MC) | Surface and underground drainage | Foul and waste water drainage |  | 5 | 06 | 030 | 000 | 5.06.030
Ss_50_75_67_46 | 50 | 75 | 67 | 46 | Lamella tank systems | Construction Costs (CC) | Surface and underground drainage | Foul and waste water drainage |  | 2 | 06 | 030 | 000 | 2.06.030
Ss_50_75_67_46 | 50 | 75 | 67 | 46 | Lamella tank systems | Renewal Costs (RC) | Surface and underground drainage | Foul and waste water drainage |  | 3 | 06 | 030 | 000 | 3.06.030
Ss_50_75_67_46 | 50 | 75 | 67 | 46 | Lamella tank systems | Maintenance Costs (MC) | Surface and underground drainage | Foul and waste water drainage |  | 5 | 06 | 030 | 000 | 5.06.030
Ss_50_75_67_70 | 50 | 75 | 67 | 70 | Radial flow tank systems | Construction Costs (CC) | Surface and underground drainage | Foul and waste water drainage |  | 2 | 06 | 030 | 000 | 2.06.030
Ss_50_75_67_70 | 50 | 75 | 67 | 70 | Radial flow tank systems | Renewal Costs (RC) | Surface and underground drainage | Foul and waste water drainage |  | 3 | 06 | 030 | 000 | 3.06.030
Ss_50_75_67_70 | 50 | 75 | 67 | 70 | Radial flow tank systems | Maintenance Costs (MC) | Surface and underground drainage | Foul and waste water drainage |  | 5 | 06 | 030 | 000 | 5.06.030
Ss_50_75_75 | 50 | 75 | 75 |  | Scum removal systems | Construction Costs (CC) | Surface and underground drainage | Foul and waste water drainage |  | 2 | 06 | 030 | 000 | 2.06.030
Ss_50_75_75 | 50 | 75 | 75 |  | Scum removal systems | Renewal Costs (RC) | Surface and underground drainage | Foul and waste water drainage |  | 3 | 06 | 030 | 000 | 3.06.030
Ss_50_75_75 | 50 | 75 | 75 |  | Scum removal systems | Maintenance Costs (MC) | Surface and underground drainage | Foul and waste water drainage |  | 5 | 06 | 030 | 000 | 5.06.030
Ss_50_75_75_96 | 50 | 75 | 75 | 96 | Wastewater scum removal systems | Construction Costs (CC) | Surface and underground drainage | Foul and waste water drainage |  | 2 | 06 | 030 | 000 | 2.06.030
Ss_50_75_75_96 | 50 | 75 | 75 | 96 | Wastewater scum removal systems | Renewal Costs (RC) | Surface and underground drainage | Foul and waste water drainage |  | 3 | 06 | 030 | 000 | 3.06.030
Ss_50_75_75_96 | 50 | 75 | 75 | 96 | Wastewater scum removal systems | Maintenance Costs (MC) | Surface and underground drainage | Foul and waste water drainage |  | 5 | 06 | 030 | 000 | 5.06.030
Ss_50_75_77 | 50 | 75 | 77 |  | Secondary sewage treatment systems | Construction Costs (CC) | Surface and underground drainage | Foul and waste water drainage |  | 2 | 06 | 030 | 000 | 2.06.030
Ss_50_75_77 | 50 | 75 | 77 |  | Secondary sewage treatment systems | Renewal Costs (RC) | Surface and underground drainage | Foul and waste water drainage |  | 3 | 06 | 030 | 000 | 3.06.030
Ss_50_75_77 | 50 | 75 | 77 |  | Secondary sewage treatment systems | Maintenance Costs (MC) | Surface and underground drainage | Foul and waste water drainage |  | 5 | 06 | 030 | 000 | 5.06.030
Ss_50_75_77_01 | 50 | 75 | 77 | 01 | Activated sludge aeration tank systems | Construction Costs (CC) | Surface and underground drainage | Foul and waste water drainage |  | 2 | 06 | 030 | 000 | 2.06.030
Ss_50_75_77_01 | 50 | 75 | 77 | 01 | Activated sludge aeration tank systems | Renewal Costs (RC) | Surface and underground drainage | Foul and waste water drainage |  | 3 | 06 | 030 | 000 | 3.06.030
Ss_50_75_77_01 | 50 | 75 | 77 | 01 | Activated sludge aeration tank systems | Maintenance Costs (MC) | Surface and underground drainage | Foul and waste water drainage |  | 5 | 06 | 030 | 000 | 5.06.030
Ss_50_75_77_07 | 50 | 75 | 77 | 07 | Biological filter tank systems | Construction Costs (CC) | Surface and underground drainage | Foul and waste water drainage |  | 2 | 06 | 030 | 000 | 2.06.030
Ss_50_75_77_07 | 50 | 75 | 77 | 07 | Biological filter tank systems | Renewal Costs (RC) | Surface and underground drainage | Foul and waste water drainage |  | 3 | 06 | 030 | 000 | 3.06.030
Ss_50_75_77_07 | 50 | 75 | 77 | 07 | Biological filter tank systems | Maintenance Costs (MC) | Surface and underground drainage | Foul and waste water drainage |  | 5 | 06 | 030 | 000 | 5.06.030
Ss_50_75_92 | 50 | 75 | 92 |  | Wastewater chemical dosing systems | Construction Costs (CC) | Surface and underground drainage | Foul and waste water drainage |  | 2 | 06 | 030 | 000 | 2.06.030
Ss_50_75_92 | 50 | 75 | 92 |  | Wastewater chemical dosing systems | Renewal Costs (RC) | Surface and underground drainage | Foul and waste water drainage |  | 3 | 06 | 030 | 000 | 3.06.030
Ss_50_75_92 | 50 | 75 | 92 |  | Wastewater chemical dosing systems | Maintenance Costs (MC) | Surface and underground drainage | Foul and waste water drainage |  | 5 | 06 | 030 | 000 | 5.06.030
Ss_50_75_92_13 | 50 | 75 | 92 | 13 | Chemical dosing systems | Construction Costs (CC) | Surface and underground drainage | Foul and waste water drainage |  | 2 | 06 | 030 | 000 | 2.06.030
Ss_50_75_92_13 | 50 | 75 | 92 | 13 | Chemical dosing systems | Renewal Costs (RC) | Surface and underground drainage | Foul and waste water drainage |  | 3 | 06 | 030 | 000 | 3.06.030
Ss_50_75_92_13 | 50 | 75 | 92 | 13 | Chemical dosing systems | Maintenance Costs (MC) | Surface and underground drainage | Foul and waste water drainage |  | 5 | 06 | 030 | 000 | 5.06.030
Ss_50_75_93 | 50 | 75 | 93 |  | Wastewater filtration systems | Construction Costs (CC) | Surface and underground drainage | Foul and waste water drainage |  | 2 | 06 | 030 | 000 | 2.06.030
Ss_50_75_93 | 50 | 75 | 93 |  | Wastewater filtration systems | Renewal Costs (RC) | Surface and underground drainage | Foul and waste water drainage |  | 3 | 06 | 030 | 000 | 3.06.030
Ss_50_75_93 | 50 | 75 | 93 |  | Wastewater filtration systems | Maintenance Costs (MC) | Surface and underground drainage | Foul and waste water drainage |  | 5 | 06 | 030 | 000 | 5.06.030
Ss_50_75_93_02 | 50 | 75 | 93 | 02 | Aggregate filtration systems | Construction Costs (CC) | Surface and underground drainage | Foul and waste water drainage |  | 2 | 06 | 030 | 000 | 2.06.030
Ss_50_75_93_02 | 50 | 75 | 93 | 02 | Aggregate filtration systems | Renewal Costs (RC) | Surface and underground drainage | Foul and waste water drainage |  | 3 | 06 | 030 | 000 | 3.06.030
Ss_50_75_93_02 | 50 | 75 | 93 | 02 | Aggregate filtration systems | Maintenance Costs (MC) | Surface and underground drainage | Foul and waste water drainage |  | 5 | 06 | 030 | 000 | 5.06.030
Ss_50_75_93_07 | 50 | 75 | 93 | 07 | Biological percolating filter tiling systems | Construction Costs (CC) | Surface and underground drainage | Foul and waste water drainage |  | 2 | 06 | 030 | 000 | 2.06.030
Ss_50_75_93_07 | 50 | 75 | 93 | 07 | Biological percolating filter tiling systems | Renewal Costs (RC) | Surface and underground drainage | Foul and waste water drainage |  | 3 | 06 | 030 | 000 | 3.06.030
Ss_50_75_93_07 | 50 | 75 | 93 | 07 | Biological percolating filter tiling systems | Maintenance Costs (MC) | Surface and underground drainage | Foul and waste water drainage |  | 5 | 06 | 030 | 000 | 5.06.030
Ss_50_75_93_52 | 50 | 75 | 93 | 52 | Membrane filtration systems | Construction Costs (CC) | Surface and underground drainage | Foul and waste water drainage |  | 2 | 06 | 030 | 000 | 2.06.030
Ss_50_75_93_52 | 50 | 75 | 93 | 52 | Membrane filtration systems | Renewal Costs (RC) | Surface and underground drainage | Foul and waste water drainage |  | 3 | 06 | 030 | 000 | 3.06.030
Ss_50_75_93_52 | 50 | 75 | 93 | 52 | Membrane filtration systems | Maintenance Costs (MC) | Surface and underground drainage | Foul and waste water drainage |  | 5 | 06 | 030 | 000 | 5.06.030
Ss_50_75_94 | 50 | 75 | 94 |  | Wastewater screenings handling systems | Construction Costs (CC) | Surface and underground drainage | Foul and waste water drainage |  | 2 | 06 | 030 | 000 | 2.06.030
Ss_50_75_94 | 50 | 75 | 94 |  | Wastewater screenings handling systems | Renewal Costs (RC) | Surface and underground drainage | Foul and waste water drainage |  | 3 | 06 | 030 | 000 | 3.06.030
Ss_50_75_94 | 50 | 75 | 94 |  | Wastewater screenings handling systems | Maintenance Costs (MC) | Surface and underground drainage | Foul and waste water drainage |  | 5 | 06 | 030 | 000 | 5.06.030
Ss_50_75_94_16 | 50 | 75 | 94 | 16 | Combined screenings capture and handling systems | Construction Costs (CC) | Surface and underground drainage | Foul and waste water drainage |  | 2 | 06 | 030 | 000 | 2.06.030
Ss_50_75_94_16 | 50 | 75 | 94 | 16 | Combined screenings capture and handling systems | Renewal Costs (RC) | Surface and underground drainage | Foul and waste water drainage |  | 3 | 06 | 030 | 000 | 3.06.030
Ss_50_75_94_16 | 50 | 75 | 94 | 16 | Combined screenings capture and handling systems | Maintenance Costs (MC) | Surface and underground drainage | Foul and waste water drainage |  | 5 | 06 | 030 | 000 | 5.06.030
Ss_50_75_94_56 | 50 | 75 | 94 | 56 | Non-powered screening systems | Construction Costs (CC) | Surface and underground drainage | Foul and waste water drainage |  | 2 | 06 | 030 | 000 | 2.06.030
Ss_50_75_94_56 | 50 | 75 | 94 | 56 | Non-powered screening systems | Renewal Costs (RC) | Surface and underground drainage | Foul and waste water drainage |  | 3 | 06 | 030 | 000 | 3.06.030
Ss_50_75_94_56 | 50 | 75 | 94 | 56 | Non-powered screening systems | Maintenance Costs (MC) | Surface and underground drainage | Foul and waste water drainage |  | 5 | 06 | 030 | 000 | 5.06.030
Ss_50_75_94_64 | 50 | 75 | 94 | 64 | Powered screenings capture and handling systems | Construction Costs (CC) | Surface and underground drainage | Foul and waste water drainage |  | 2 | 06 | 030 | 000 | 2.06.030
Ss_50_75_94_64 | 50 | 75 | 94 | 64 | Powered screenings capture and handling systems | Renewal Costs (RC) | Surface and underground drainage | Foul and waste water drainage |  | 3 | 06 | 030 | 000 | 3.06.030
Ss_50_75_94_64 | 50 | 75 | 94 | 64 | Powered screenings capture and handling systems | Maintenance Costs (MC) | Surface and underground drainage | Foul and waste water drainage |  | 5 | 06 | 030 | 000 | 5.06.030
Ss_50_75_95 | 50 | 75 | 95 |  | Wastewater supply systems | Construction Costs (CC) | Surface and underground drainage | Foul and waste water drainage |  | 2 | 06 | 030 | 000 | 2.06.030
Ss_50_75_95 | 50 | 75 | 95 |  | Wastewater supply systems | Renewal Costs (RC) | Surface and underground drainage | Foul and waste water drainage |  | 3 | 06 | 030 | 000 | 3.06.030
Ss_50_75_95 | 50 | 75 | 95 |  | Wastewater supply systems | Maintenance Costs (MC) | Surface and underground drainage | Foul and waste water drainage |  | 5 | 06 | 030 | 000 | 5.06.030
Ss_50_75_95_67 | 50 | 75 | 95 | 67 | Pumped wastewater supply systems | Construction Costs (CC) | Surface and underground drainage | Foul and waste water drainage |  | 2 | 06 | 030 | 000 | 2.06.030
Ss_50_75_95_67 | 50 | 75 | 95 | 67 | Pumped wastewater supply systems | Renewal Costs (RC) | Surface and underground drainage | Foul and waste water drainage |  | 3 | 06 | 030 | 000 | 3.06.030
Ss_50_75_95_67 | 50 | 75 | 95 | 67 | Pumped wastewater supply systems | Maintenance Costs (MC) | Surface and underground drainage | Foul and waste water drainage |  | 5 | 06 | 030 | 000 | 5.06.030
Ss_50_75_98 | 50 | 75 | 98 |  | Wastewater tank systems | Construction Costs (CC) | Surface and underground drainage | Foul and waste water drainage |  | 2 | 06 | 030 | 000 | 2.06.030
Ss_50_75_98 | 50 | 75 | 98 |  | Wastewater tank systems | Renewal Costs (RC) | Surface and underground drainage | Foul and waste water drainage |  | 3 | 06 | 030 | 000 | 3.06.030
Ss_50_75_98 | 50 | 75 | 98 |  | Wastewater tank systems | Maintenance Costs (MC) | Surface and underground drainage | Foul and waste water drainage |  | 5 | 06 | 030 | 000 | 5.06.030
Ss_50_75_98_96 | 50 | 75 | 98 | 96 | Wastewater tank flushing systems | Construction Costs (CC) | Surface and underground drainage | Foul and waste water drainage |  | 2 | 06 | 030 | 000 | 2.06.030
Ss_50_75_98_96 | 50 | 75 | 98 | 96 | Wastewater tank flushing systems | Renewal Costs (RC) | Surface and underground drainage | Foul and waste water drainage |  | 3 | 06 | 030 | 000 | 3.06.030
Ss_50_75_98_96 | 50 | 75 | 98 | 96 | Wastewater tank flushing systems | Maintenance Costs (MC) | Surface and underground drainage | Foul and waste water drainage |  | 5 | 06 | 030 | 000 | 5.06.030
Ss_50_80 | 50 | 80 |  |  | Solid waste storage, treatment and disposal systems | Construction Costs (CC) | Services and equipment | Disposal systems |  | 2 | 05 | 070 | 000 | 2.05.070
Ss_50_80 | 50 | 80 |  |  | Solid waste storage, treatment and disposal systems | Renewal Costs (RC) | Services and equipment | Disposal systems |  | 3 | 05 | 070 | 000 | 3.05.070
Ss_50_80 | 50 | 80 |  |  | Solid waste storage, treatment and disposal systems | Maintenance Costs (MC) | Services and equipment | Disposal systems |  | 5 | 05 | 070 | 000 | 5.05.070
Ss_50_80_40 | 50 | 80 | 40 |  | Incinerator systems | Construction Costs (CC) | Services and equipment | Disposal systems |  | 2 | 05 | 070 | 000 | 2.05.070
Ss_50_80_40 | 50 | 80 | 40 |  | Incinerator systems | Renewal Costs (RC) | Services and equipment | Disposal systems |  | 3 | 05 | 070 | 000 | 3.05.070
Ss_50_80_40 | 50 | 80 | 40 |  | Incinerator systems | Maintenance Costs (MC) | Services and equipment | Disposal systems |  | 5 | 05 | 070 | 000 | 5.05.070
Ss_50_80_80 | 50 | 80 | 80 |  | Solid waste compacting systems | Construction Costs (CC) | Services and equipment | Disposal systems |  | 2 | 05 | 070 | 000 | 2.05.070
Ss_50_80_80 | 50 | 80 | 80 |  | Solid waste compacting systems | Renewal Costs (RC) | Services and equipment | Disposal systems |  | 3 | 05 | 070 | 000 | 3.05.070
Ss_50_80_80 | 50 | 80 | 80 |  | Solid waste compacting systems | Maintenance Costs (MC) | Services and equipment | Disposal systems |  | 5 | 05 | 070 | 000 | 5.05.070
Ss_50_80_80_96 | 50 | 80 | 80 | 96 | Waste compactor systems | Construction Costs (CC) | Services and equipment | Disposal systems |  | 2 | 05 | 070 | 000 | 2.05.070
Ss_50_80_80_96 | 50 | 80 | 80 | 96 | Waste compactor systems | Renewal Costs (RC) | Services and equipment | Disposal systems |  | 3 | 05 | 070 | 000 | 3.05.070
Ss_50_80_80_96 | 50 | 80 | 80 | 96 | Waste compactor systems | Maintenance Costs (MC) | Services and equipment | Disposal systems |  | 5 | 05 | 070 | 000 | 5.05.070
Ss_50_80_82 | 50 | 80 | 82 |  | Solid waste sorting systems | Construction Costs (CC) | Services and equipment | Disposal systems |  | 2 | 05 | 070 | 000 | 2.05.070
Ss_50_80_82 | 50 | 80 | 82 |  | Solid waste sorting systems | Renewal Costs (RC) | Services and equipment | Disposal systems |  | 3 | 05 | 070 | 000 | 3.05.070
Ss_50_80_82 | 50 | 80 | 82 |  | Solid waste sorting systems | Maintenance Costs (MC) | Services and equipment | Disposal systems |  | 5 | 05 | 070 | 000 | 5.05.070
Ss_50_80_96 | 50 | 80 | 96 |  | Weighbridge systems | Construction Costs (CC) | Services and equipment | Disposal systems |  | 2 | 05 | 070 | 000 | 2.05.070
Ss_50_80_96 | 50 | 80 | 96 |  | Weighbridge systems | Renewal Costs (RC) | Services and equipment | Disposal systems |  | 3 | 05 | 070 | 000 | 3.05.070
Ss_50_80_96 | 50 | 80 | 96 |  | Weighbridge systems | Maintenance Costs (MC) | Services and equipment | Disposal systems |  | 5 | 05 | 070 | 000 | 5.05.070
Ss_50_80_96_00 | 50 | 80 | 96 | 00 | Above ground weighbridge systems | Construction Costs (CC) | Services and equipment | Disposal systems |  | 2 | 05 | 070 | 000 | 2.05.070
Ss_50_80_96_00 | 50 | 80 | 96 | 00 | Above ground weighbridge systems | Renewal Costs (RC) | Services and equipment | Disposal systems |  | 3 | 05 | 070 | 000 | 3.05.070
Ss_50_80_96_00 | 50 | 80 | 96 | 00 | Above ground weighbridge systems | Maintenance Costs (MC) | Services and equipment | Disposal systems |  | 5 | 05 | 070 | 000 | 5.05.070
Ss_50_80_96_63 | 50 | 80 | 96 | 63 | Pit weighbridge systems | Construction Costs (CC) | Services and equipment | Disposal systems |  | 2 | 05 | 070 | 000 | 2.05.070
Ss_50_80_96_63 | 50 | 80 | 96 | 63 | Pit weighbridge systems | Renewal Costs (RC) | Services and equipment | Disposal systems |  | 3 | 05 | 070 | 000 | 3.05.070
Ss_50_80_96_63 | 50 | 80 | 96 | 63 | Pit weighbridge systems | Maintenance Costs (MC) | Services and equipment | Disposal systems |  | 5 | 05 | 070 | 000 | 5.05.070
Ss_50_95 | 50 | 95 |  |  | Temporary disposal systems | Construction Costs (CC) | Services and equipment | Disposal systems |  | 2 | 05 | 070 | 000 | 2.05.070
Ss_50_95 | 50 | 95 |  |  | Temporary disposal systems | Renewal Costs (RC) | Services and equipment | Disposal systems |  | 3 | 05 | 070 | 000 | 3.05.070
Ss_50_95 | 50 | 95 |  |  | Temporary disposal systems | Maintenance Costs (MC) | Services and equipment | Disposal systems |  | 5 | 05 | 070 | 000 | 5.05.070
Ss_55 | 55 |  |  |  | Piped supply systems | Construction Costs (CC) | Services and equipment | Gas services |  | 2 | 05 | 090 | 000 | 2.05.090
Ss_55 | 55 |  |  |  | Piped supply systems | Renewal Costs (RC) | Services and equipment | Gas services |  | 3 | 05 | 090 | 000 | 3.05.090
Ss_55 | 55 |  |  |  | Piped supply systems | Maintenance Costs (MC) | Services and equipment | Gas services |  | 5 | 05 | 090 | 000 | 5.05.090
Ss_55_05 | 55 | 05 |  |  | Gas extraction, treatment and storage systems | Construction Costs (CC) | Services and equipment | Gas services |  | 2 | 05 | 090 | 000 | 2.05.090
Ss_55_05 | 55 | 05 |  |  | Gas extraction, treatment and storage systems | Renewal Costs (RC) | Services and equipment | Gas services |  | 3 | 05 | 090 | 000 | 3.05.090
Ss_55_05 | 55 | 05 |  |  | Gas extraction, treatment and storage systems | Maintenance Costs (MC) | Services and equipment | Gas services |  | 5 | 05 | 090 | 000 | 5.05.090
Ss_55_05_30 | 55 | 05 | 30 |  | Gas extraction systems | Construction Costs (CC) | Services and equipment | Gas services |  | 2 | 05 | 090 | 000 | 2.05.090
Ss_55_05_30 | 55 | 05 | 30 |  | Gas extraction systems | Renewal Costs (RC) | Services and equipment | Gas services |  | 3 | 05 | 090 | 000 | 3.05.090
Ss_55_05_30 | 55 | 05 | 30 |  | Gas extraction systems | Maintenance Costs (MC) | Services and equipment | Gas services |  | 5 | 05 | 090 | 000 | 5.05.090
Ss_55_05_75 | 55 | 05 | 75 |  | Gas storage tank systems | Construction Costs (CC) | Services and equipment | Gas services |  | 2 | 05 | 090 | 000 | 2.05.090
Ss_55_05_75 | 55 | 05 | 75 |  | Gas storage tank systems | Renewal Costs (RC) | Services and equipment | Gas services |  | 3 | 05 | 090 | 000 | 3.05.090
Ss_55_05_75 | 55 | 05 | 75 |  | Gas storage tank systems | Maintenance Costs (MC) | Services and equipment | Gas services |  | 5 | 05 | 090 | 000 | 5.05.090
Ss_55_05_85 | 55 | 05 | 85 |  | Gas treatment systems | Construction Costs (CC) | Services and equipment | Gas services |  | 2 | 05 | 090 | 000 | 2.05.090
Ss_55_05_85 | 55 | 05 | 85 |  | Gas treatment systems | Renewal Costs (RC) | Services and equipment | Gas services |  | 3 | 05 | 090 | 000 | 3.05.090
Ss_55_05_85 | 55 | 05 | 85 |  | Gas treatment systems | Maintenance Costs (MC) | Services and equipment | Gas services |  | 5 | 05 | 090 | 000 | 5.05.090
Ss_55_05_95 | 55 | 05 | 95 |  | Gas well systems | Construction Costs (CC) | Services and equipment | Gas services |  | 2 | 05 | 090 | 000 | 2.05.090
Ss_55_05_95 | 55 | 05 | 95 |  | Gas well systems | Renewal Costs (RC) | Services and equipment | Gas services |  | 3 | 05 | 090 | 000 | 3.05.090
Ss_55_05_95 | 55 | 05 | 95 |  | Gas well systems | Maintenance Costs (MC) | Services and equipment | Gas services |  | 5 | 05 | 090 | 000 | 5.05.090
Ss_55_10 | 55 | 10 |  |  | Liquid fuel extraction, treatment and storage systems | Construction Costs (CC) | Services and equipment | Gas services |  | 2 | 05 | 090 | 000 | 2.05.090
Ss_55_10 | 55 | 10 |  |  | Liquid fuel extraction, treatment and storage systems | Renewal Costs (RC) | Services and equipment | Gas services |  | 3 | 05 | 090 | 000 | 3.05.090
Ss_55_10 | 55 | 10 |  |  | Liquid fuel extraction, treatment and storage systems | Maintenance Costs (MC) | Services and equipment | Gas services |  | 5 | 05 | 090 | 000 | 5.05.090
Ss_55_10_70 | 55 | 10 | 70 |  | Liquid fuel extraction systems | Construction Costs (CC) | Services and equipment | Gas services |  | 2 | 05 | 090 | 000 | 2.05.090
Ss_55_10_70 | 55 | 10 | 70 |  | Liquid fuel extraction systems | Renewal Costs (RC) | Services and equipment | Gas services |  | 3 | 05 | 090 | 000 | 3.05.090
Ss_55_10_70 | 55 | 10 | 70 |  | Liquid fuel extraction systems | Maintenance Costs (MC) | Services and equipment | Gas services |  | 5 | 05 | 090 | 000 | 5.05.090
Ss_55_10_75 | 55 | 10 | 75 |  | Liquid fuel storage tank systems | Construction Costs (CC) | Services and equipment | Gas services |  | 2 | 05 | 090 | 000 | 2.05.090
Ss_55_10_75 | 55 | 10 | 75 |  | Liquid fuel storage tank systems | Renewal Costs (RC) | Services and equipment | Gas services |  | 3 | 05 | 090 | 000 | 3.05.090
Ss_55_10_75 | 55 | 10 | 75 |  | Liquid fuel storage tank systems | Maintenance Costs (MC) | Services and equipment | Gas services |  | 5 | 05 | 090 | 000 | 5.05.090
Ss_55_10_85 | 55 | 10 | 85 |  | Liquid fuel treatment systems | Construction Costs (CC) | Services and equipment | Gas services |  | 2 | 05 | 090 | 000 | 2.05.090
Ss_55_10_85 | 55 | 10 | 85 |  | Liquid fuel treatment systems | Renewal Costs (RC) | Services and equipment | Gas services |  | 3 | 05 | 090 | 000 | 3.05.090
Ss_55_10_85 | 55 | 10 | 85 |  | Liquid fuel treatment systems | Maintenance Costs (MC) | Services and equipment | Gas services |  | 5 | 05 | 090 | 000 | 5.05.090
Ss_55_10_95 | 55 | 10 | 95 |  | Liquid fuel well systems | Construction Costs (CC) | Services and equipment | Gas services |  | 2 | 05 | 090 | 000 | 2.05.090
Ss_55_10_95 | 55 | 10 | 95 |  | Liquid fuel well systems | Renewal Costs (RC) | Services and equipment | Gas services |  | 3 | 05 | 090 | 000 | 3.05.090
Ss_55_10_95 | 55 | 10 | 95 |  | Liquid fuel well systems | Maintenance Costs (MC) | Services and equipment | Gas services |  | 5 | 05 | 090 | 000 | 5.05.090
Ss_55_15 | 55 | 15 |  |  | Water extraction, treatment and storage systems | Construction Costs (CC) | Services and equipment | Water supply and drainage above ground or inside basement |  | 2 | 05 | 050 | 000 | 2.05.050 | Sub sub groups need power supply and distribution
Ss_55_15 | 55 | 15 |  |  | Water extraction, treatment and storage systems | Renewal Costs (RC) | Services and equipment | Water supply and drainage above ground or inside basement |  | 3 | 05 | 050 | 000 | 3.05.050 | Sub sub groups need power supply and distribution
Ss_55_15 | 55 | 15 |  |  | Water extraction, treatment and storage systems | Maintenance Costs (MC) | Services and equipment | Water supply and drainage above ground or inside basement |  | 5 | 05 | 050 | 000 | 5.05.050 | Sub sub groups need power supply and distribution
Ss_55_15_65 | 55 | 15 | 65 |  | Potable water storage tank systems | Construction Costs (CC) | Services and equipment | Water supply and drainage above ground or inside basement |  | 2 | 05 | 050 | 000 | 2.05.050
Ss_55_15_65 | 55 | 15 | 65 |  | Potable water storage tank systems | Renewal Costs (RC) | Services and equipment | Water supply and drainage above ground or inside basement |  | 3 | 05 | 050 | 000 | 3.05.050
Ss_55_15_65 | 55 | 15 | 65 |  | Potable water storage tank systems | Maintenance Costs (MC) | Services and equipment | Water supply and drainage above ground or inside basement |  | 5 | 05 | 050 | 000 | 5.05.050
Ss_55_15_65_15 | 55 | 15 | 65 | 15 | Concrete potable water storage systems | Construction Costs (CC) | Services and equipment | Water supply and drainage above ground or inside basement |  | 2 | 05 | 050 | 000 | 2.05.050
Ss_55_15_65_15 | 55 | 15 | 65 | 15 | Concrete potable water storage systems | Renewal Costs (RC) | Services and equipment | Water supply and drainage above ground or inside basement |  | 3 | 05 | 050 | 000 | 3.05.050
Ss_55_15_65_15 | 55 | 15 | 65 | 15 | Concrete potable water storage systems | Maintenance Costs (MC) | Services and equipment | Water supply and drainage above ground or inside basement |  | 5 | 05 | 050 | 000 | 5.05.050
Ss_55_15_65_65 | 55 | 15 | 65 | 65 | Plastics potable water storage systems | Construction Costs (CC) | Services and equipment | Water supply and drainage above ground or inside basement |  | 2 | 05 | 050 | 000 | 2.05.050
Ss_55_15_65_65 | 55 | 15 | 65 | 65 | Plastics potable water storage systems | Renewal Costs (RC) | Services and equipment | Water supply and drainage above ground or inside basement |  | 3 | 05 | 050 | 000 | 3.05.050
Ss_55_15_65_65 | 55 | 15 | 65 | 65 | Plastics potable water storage systems | Maintenance Costs (MC) | Services and equipment | Water supply and drainage above ground or inside basement |  | 5 | 05 | 050 | 000 | 5.05.050
Ss_55_15_65_72 | 55 | 15 | 65 | 72 | Reinforced concrete potable water storage systems | Construction Costs (CC) | Services and equipment | Water supply and drainage above ground or inside basement |  | 2 | 05 | 050 | 000 | 2.05.050
Ss_55_15_65_72 | 55 | 15 | 65 | 72 | Reinforced concrete potable water storage systems | Renewal Costs (RC) | Services and equipment | Water supply and drainage above ground or inside basement |  | 3 | 05 | 050 | 000 | 3.05.050
Ss_55_15_65_72 | 55 | 15 | 65 | 72 | Reinforced concrete potable water storage systems | Maintenance Costs (MC) | Services and equipment | Water supply and drainage above ground or inside basement |  | 5 | 05 | 050 | 000 | 5.05.050
Ss_55_15_65_84 | 55 | 15 | 65 | 84 | Steel framed potable water storage systems | Construction Costs (CC) | Services and equipment | Water supply and drainage above ground or inside basement |  | 2 | 05 | 050 | 000 | 2.05.050
Ss_55_15_65_84 | 55 | 15 | 65 | 84 | Steel framed potable water storage systems | Renewal Costs (RC) | Services and equipment | Water supply and drainage above ground or inside basement |  | 3 | 05 | 050 | 000 | 3.05.050
Ss_55_15_65_84 | 55 | 15 | 65 | 84 | Steel framed potable water storage systems | Maintenance Costs (MC) | Services and equipment | Water supply and drainage above ground or inside basement |  | 5 | 05 | 050 | 000 | 5.05.050
Ss_55_15_70 | 55 | 15 | 70 |  | Water reservoir systems | Construction Costs (CC) | Services and equipment | Water supply and drainage above ground or inside basement |  | 2 | 05 | 050 | 000 | 2.05.050
Ss_55_15_70 | 55 | 15 | 70 |  | Water reservoir systems | Renewal Costs (RC) | Services and equipment | Water supply and drainage above ground or inside basement |  | 3 | 05 | 050 | 000 | 3.05.050
Ss_55_15_70 | 55 | 15 | 70 |  | Water reservoir systems | Maintenance Costs (MC) | Services and equipment | Water supply and drainage above ground or inside basement |  | 5 | 05 | 050 | 000 | 5.05.050
Ss_55_15_72 | 55 | 15 | 72 |  | Water extraction and monitoring systems | Construction Costs (CC) | External and ancillary works | External services |  | 2 | 07 | 070 | 000 | 2.07.070
Ss_55_15_72 | 55 | 15 | 72 |  | Water extraction and monitoring systems | Renewal Costs (RC) | External and ancillary works | External services |  | 3 | 07 | 070 | 000 | 3.07.070
Ss_55_15_72 | 55 | 15 | 72 |  | Water extraction and monitoring systems | Maintenance Costs (MC) | External and ancillary works | External services |  | 5 | 07 | 070 | 000 | 5.07.070
Ss_55_15_72_20 | 55 | 15 | 72 | 20 | Water extraction borehole systems | Construction Costs (CC) | External and ancillary works | External services |  | 2 | 07 | 070 | 000 | 2.07.070
Ss_55_15_72_20 | 55 | 15 | 72 | 20 | Water extraction borehole systems | Renewal Costs (RC) | External and ancillary works | External services |  | 3 | 07 | 070 | 000 | 3.07.070
Ss_55_15_72_20 | 55 | 15 | 72 | 20 | Water extraction borehole systems | Maintenance Costs (MC) | External and ancillary works | External services |  | 5 | 07 | 070 | 000 | 5.07.070
Ss_55_15_72_50 | 55 | 15 | 72 | 50 | Water monitoring borehole systems | Construction Costs (CC) | External and ancillary works | External services |  | 2 | 07 | 070 | 000 | 2.07.070
Ss_55_15_72_50 | 55 | 15 | 72 | 50 | Water monitoring borehole systems | Renewal Costs (RC) | External and ancillary works | External services |  | 3 | 07 | 070 | 000 | 3.07.070
Ss_55_15_72_50 | 55 | 15 | 72 | 50 | Water monitoring borehole systems | Maintenance Costs (MC) | External and ancillary works | External services |  | 5 | 07 | 070 | 000 | 5.07.070
Ss_55_15_85 | 55 | 15 | 85 |  | Water treatment and purification systems | Construction Costs (CC) | Services and equipment | Water and waste water treatment equipment |  | 2 | 05 | 150 | 000 | 2.05.150
Ss_55_15_85 | 55 | 15 | 85 |  | Water treatment and purification systems | Renewal Costs (RC) | Services and equipment | Water and waste water treatment equipment |  | 3 | 05 | 150 | 000 | 3.05.150
Ss_55_15_85 | 55 | 15 | 85 |  | Water treatment and purification systems | Maintenance Costs (MC) | Services and equipment | Water and waste water treatment equipment |  | 5 | 05 | 150 | 000 | 5.05.150
Ss_55_15_85_08 | 55 | 15 | 85 | 08 | Biological aerated flooded filter systems | Construction Costs (CC) | Services and equipment | Water and waste water treatment equipment |  | 2 | 05 | 150 | 000 | 2.05.150
Ss_55_15_85_08 | 55 | 15 | 85 | 08 | Biological aerated flooded filter systems | Renewal Costs (RC) | Services and equipment | Water and waste water treatment equipment |  | 3 | 05 | 150 | 000 | 3.05.150
Ss_55_15_85_08 | 55 | 15 | 85 | 08 | Biological aerated flooded filter systems | Maintenance Costs (MC) | Services and equipment | Water and waste water treatment equipment |  | 5 | 05 | 150 | 000 | 5.05.150
Ss_55_15_85_23 | 55 | 15 | 85 | 23 | Dissolved air flotation systems | Construction Costs (CC) | Services and equipment | Water and waste water treatment equipment |  | 2 | 05 | 150 | 000 | 2.05.150
Ss_55_15_85_23 | 55 | 15 | 85 | 23 | Dissolved air flotation systems | Renewal Costs (RC) | Services and equipment | Water and waste water treatment equipment |  | 3 | 05 | 150 | 000 | 3.05.150
Ss_55_15_85_23 | 55 | 15 | 85 | 23 | Dissolved air flotation systems | Maintenance Costs (MC) | Services and equipment | Water and waste water treatment equipment |  | 5 | 05 | 150 | 000 | 5.05.150
Ss_55_15_85_46 | 55 | 15 | 85 | 46 | Lamella plate systems | Construction Costs (CC) | Services and equipment | Water and waste water treatment equipment |  | 2 | 05 | 150 | 000 | 2.05.150
Ss_55_15_85_46 | 55 | 15 | 85 | 46 | Lamella plate systems | Renewal Costs (RC) | Services and equipment | Water and waste water treatment equipment |  | 3 | 05 | 150 | 000 | 3.05.150
Ss_55_15_85_46 | 55 | 15 | 85 | 46 | Lamella plate systems | Maintenance Costs (MC) | Services and equipment | Water and waste water treatment equipment |  | 5 | 05 | 150 | 000 | 5.05.150
Ss_55_15_85_75 | 55 | 15 | 85 | 75 | Sandfilter systems | Construction Costs (CC) | Services and equipment | Water and waste water treatment equipment |  | 2 | 05 | 150 | 000 | 2.05.150
Ss_55_15_85_75 | 55 | 15 | 85 | 75 | Sandfilter systems | Renewal Costs (RC) | Services and equipment | Water and waste water treatment equipment |  | 3 | 05 | 150 | 000 | 3.05.150
Ss_55_15_85_75 | 55 | 15 | 85 | 75 | Sandfilter systems | Maintenance Costs (MC) | Services and equipment | Water and waste water treatment equipment |  | 5 | 05 | 150 | 000 | 5.05.150
Ss_55_15_85_85 | 55 | 15 | 85 | 85 | Submerged aerated filter systems | Construction Costs (CC) | Services and equipment | Water and waste water treatment equipment |  | 2 | 05 | 150 | 000 | 2.05.150
Ss_55_15_85_85 | 55 | 15 | 85 | 85 | Submerged aerated filter systems | Renewal Costs (RC) | Services and equipment | Water and waste water treatment equipment |  | 3 | 05 | 150 | 000 | 3.05.150
Ss_55_15_85_85 | 55 | 15 | 85 | 85 | Submerged aerated filter systems | Maintenance Costs (MC) | Services and equipment | Water and waste water treatment equipment |  | 5 | 05 | 150 | 000 | 5.05.150
Ss_55_15_95 | 55 | 15 | 95 |  | Wet well systems | Construction Costs (CC) | Services and equipment | Water and waste water treatment equipment |  | 2 | 05 | 150 | 000 | 2.05.150
Ss_55_15_95 | 55 | 15 | 95 |  | Wet well systems | Renewal Costs (RC) | Services and equipment | Water and waste water treatment equipment |  | 3 | 05 | 150 | 000 | 3.05.150
Ss_55_15_95 | 55 | 15 | 95 |  | Wet well systems | Maintenance Costs (MC) | Services and equipment | Water and waste water treatment equipment |  | 5 | 05 | 150 | 000 | 5.05.150
Ss_55_15_95_64 | 55 | 15 | 95 | 64 | Piled wet well systems | Construction Costs (CC) | Services and equipment | Water and waste water treatment equipment |  | 2 | 05 | 150 | 000 | 2.05.150
Ss_55_15_95_64 | 55 | 15 | 95 | 64 | Piled wet well systems | Renewal Costs (RC) | Services and equipment | Water and waste water treatment equipment |  | 3 | 05 | 150 | 000 | 3.05.150
Ss_55_15_95_64 | 55 | 15 | 95 | 64 | Piled wet well systems | Maintenance Costs (MC) | Services and equipment | Water and waste water treatment equipment |  | 5 | 05 | 150 | 000 | 5.05.150
Ss_55_15_95_72 | 55 | 15 | 95 | 72 | Reinforced concrete wet well systems | Construction Costs (CC) | Services and equipment | Water and waste water treatment equipment |  | 2 | 05 | 150 | 000 | 2.05.150
Ss_55_15_95_72 | 55 | 15 | 95 | 72 | Reinforced concrete wet well systems | Renewal Costs (RC) | Services and equipment | Water and waste water treatment equipment |  | 3 | 05 | 150 | 000 | 3.05.150
Ss_55_15_95_72 | 55 | 15 | 95 | 72 | Reinforced concrete wet well systems | Maintenance Costs (MC) | Services and equipment | Water and waste water treatment equipment |  | 5 | 05 | 150 | 000 | 5.05.150
Ss_55_20 | 55 | 20 |  |  | Gas distribution and supply systems | Construction Costs (CC) | Services and equipment | Gas services |  | 2 | 05 | 090 | 000 | 2.05.090
Ss_55_20 | 55 | 20 |  |  | Gas distribution and supply systems | Renewal Costs (RC) | Services and equipment | Gas services |  | 3 | 05 | 090 | 000 | 3.05.090
Ss_55_20 | 55 | 20 |  |  | Gas distribution and supply systems | Maintenance Costs (MC) | Services and equipment | Gas services |  | 5 | 05 | 090 | 000 | 5.05.090
Ss_55_20_15 | 55 | 20 | 15 |  | Compressed air supply systems | Construction Costs (CC) | Services and equipment | Gas services |  | 2 | 05 | 090 | 000 | 2.05.090
Ss_55_20_15 | 55 | 20 | 15 |  | Compressed air supply systems | Renewal Costs (RC) | Services and equipment | Gas services |  | 3 | 05 | 090 | 000 | 3.05.090
Ss_55_20_15 | 55 | 20 | 15 |  | Compressed air supply systems | Maintenance Costs (MC) | Services and equipment | Gas services |  | 5 | 05 | 090 | 000 | 5.05.090
Ss_55_20_15_42 | 55 | 20 | 15 | 42 | Industrial compressed air supply systems | Construction Costs (CC) | Services and equipment | Gas services |  | 2 | 05 | 090 | 000 | 2.05.090
Ss_55_20_15_42 | 55 | 20 | 15 | 42 | Industrial compressed air supply systems | Renewal Costs (RC) | Services and equipment | Gas services |  | 3 | 05 | 090 | 000 | 3.05.090
Ss_55_20_15_42 | 55 | 20 | 15 | 42 | Industrial compressed air supply systems | Maintenance Costs (MC) | Services and equipment | Gas services |  | 5 | 05 | 090 | 000 | 5.05.090
Ss_55_20_15_46 | 55 | 20 | 15 | 46 | Laboratory compressed air supply systems | Construction Costs (CC) | Services and equipment | Gas services |  | 2 | 05 | 090 | 000 | 2.05.090
Ss_55_20_15_46 | 55 | 20 | 15 | 46 | Laboratory compressed air supply systems | Renewal Costs (RC) | Services and equipment | Gas services |  | 3 | 05 | 090 | 000 | 3.05.090
Ss_55_20_15_46 | 55 | 20 | 15 | 46 | Laboratory compressed air supply systems | Maintenance Costs (MC) | Services and equipment | Gas services |  | 5 | 05 | 090 | 000 | 5.05.090
Ss_55_20_15_51 | 55 | 20 | 15 | 51 | Medical compressed air supply systems | Construction Costs (CC) | Services and equipment | Gas services |  | 2 | 05 | 090 | 000 | 2.05.090
Ss_55_20_15_51 | 55 | 20 | 15 | 51 | Medical compressed air supply systems | Renewal Costs (RC) | Services and equipment | Gas services |  | 3 | 05 | 090 | 000 | 3.05.090
Ss_55_20_15_51 | 55 | 20 | 15 | 51 | Medical compressed air supply systems | Maintenance Costs (MC) | Services and equipment | Gas services |  | 5 | 05 | 090 | 000 | 5.05.090
Ss_55_20_33 | 55 | 20 | 33 |  | Gas distribution network systems | Construction Costs (CC) | Services and equipment | Gas services |  | 2 | 05 | 090 | 000 | 2.05.090
Ss_55_20_33 | 55 | 20 | 33 |  | Gas distribution network systems | Renewal Costs (RC) | Services and equipment | Gas services |  | 3 | 05 | 090 | 000 | 3.05.090
Ss_55_20_33 | 55 | 20 | 33 |  | Gas distribution network systems | Maintenance Costs (MC) | Services and equipment | Gas services |  | 5 | 05 | 090 | 000 | 5.05.090
Ss_55_20_33_56 | 55 | 20 | 33 | 56 | Natural gas distribution network systems | Construction Costs (CC) | Services and equipment | Gas services |  | 2 | 05 | 090 | 000 | 2.05.090
Ss_55_20_33_56 | 55 | 20 | 33 | 56 | Natural gas distribution network systems | Renewal Costs (RC) | Services and equipment | Gas services |  | 3 | 05 | 090 | 000 | 3.05.090
Ss_55_20_33_56 | 55 | 20 | 33 | 56 | Natural gas distribution network systems | Maintenance Costs (MC) | Services and equipment | Gas services |  | 5 | 05 | 090 | 000 | 5.05.090
Ss_55_20_34 | 55 | 20 | 34 |  | Gas supply systems | Construction Costs (CC) | Services and equipment | Gas services |  | 2 | 05 | 090 | 000 | 2.05.090
Ss_55_20_34 | 55 | 20 | 34 |  | Gas supply systems | Renewal Costs (RC) | Services and equipment | Gas services |  | 3 | 05 | 090 | 000 | 3.05.090
Ss_55_20_34 | 55 | 20 | 34 |  | Gas supply systems | Maintenance Costs (MC) | Services and equipment | Gas services |  | 5 | 05 | 090 | 000 | 5.05.090
Ss_55_20_34_05 | 55 | 20 | 34 | 05 | Biogas supply systems | Construction Costs (CC) | Services and equipment | Gas services |  | 2 | 05 | 090 | 000 | 2.05.090
Ss_55_20_34_05 | 55 | 20 | 34 | 05 | Biogas supply systems | Renewal Costs (RC) | Services and equipment | Gas services |  | 3 | 05 | 090 | 000 | 3.05.090
Ss_55_20_34_05 | 55 | 20 | 34 | 05 | Biogas supply systems | Maintenance Costs (MC) | Services and equipment | Gas services |  | 5 | 05 | 090 | 000 | 5.05.090
Ss_55_20_34_46 | 55 | 20 | 34 | 46 | Liquefied petroleum gas (LPG) supply systems | Construction Costs (CC) | Services and equipment | Gas services |  | 2 | 05 | 090 | 000 | 2.05.090
Ss_55_20_34_46 | 55 | 20 | 34 | 46 | Liquefied petroleum gas (LPG) supply systems | Renewal Costs (RC) | Services and equipment | Gas services |  | 3 | 05 | 090 | 000 | 3.05.090
Ss_55_20_34_46 | 55 | 20 | 34 | 46 | Liquefied petroleum gas (LPG) supply systems | Maintenance Costs (MC) | Services and equipment | Gas services |  | 5 | 05 | 090 | 000 | 5.05.090
Ss_55_20_34_57 | 55 | 20 | 34 | 57 | Natural gas supply systems | Construction Costs (CC) | Services and equipment | Gas services |  | 2 | 05 | 090 | 000 | 2.05.090
Ss_55_20_34_57 | 55 | 20 | 34 | 57 | Natural gas supply systems | Renewal Costs (RC) | Services and equipment | Gas services |  | 3 | 05 | 090 | 000 | 3.05.090
Ss_55_20_34_57 | 55 | 20 | 34 | 57 | Natural gas supply systems | Maintenance Costs (MC) | Services and equipment | Gas services |  | 5 | 05 | 090 | 000 | 5.05.090
Ss_55_20_34_95 | 55 | 20 | 34 | 95 | Welding gas supply systems | Construction Costs (CC) | Services and equipment | Gas services |  | 2 | 05 | 090 | 000 | 2.05.090
Ss_55_20_34_95 | 55 | 20 | 34 | 95 | Welding gas supply systems | Renewal Costs (RC) | Services and equipment | Gas services |  | 3 | 05 | 090 | 000 | 3.05.090
Ss_55_20_34_95 | 55 | 20 | 34 | 95 | Welding gas supply systems | Maintenance Costs (MC) | Services and equipment | Gas services |  | 5 | 05 | 090 | 000 | 5.05.090
Ss_55_20_40 | 55 | 20 | 40 |  | Inert gas supply systems | Construction Costs (CC) | Services and equipment | Gas services |  | 2 | 05 | 090 | 000 | 2.05.090
Ss_55_20_40 | 55 | 20 | 40 |  | Inert gas supply systems | Renewal Costs (RC) | Services and equipment | Gas services |  | 3 | 05 | 090 | 000 | 3.05.090
Ss_55_20_40 | 55 | 20 | 40 |  | Inert gas supply systems | Maintenance Costs (MC) | Services and equipment | Gas services |  | 5 | 05 | 090 | 000 | 5.05.090
Ss_55_20_45 | 55 | 20 | 45 |  | Laboratory gas supply systems | Construction Costs (CC) | Services and equipment | Gas services |  | 2 | 05 | 090 | 000 | 2.05.090
Ss_55_20_45 | 55 | 20 | 45 |  | Laboratory gas supply systems | Renewal Costs (RC) | Services and equipment | Gas services |  | 3 | 05 | 090 | 000 | 3.05.090
Ss_55_20_45 | 55 | 20 | 45 |  | Laboratory gas supply systems | Maintenance Costs (MC) | Services and equipment | Gas services |  | 5 | 05 | 090 | 000 | 5.05.090
Ss_55_20_45_05 | 55 | 20 | 45 | 05 | Laboratory argon supply systems | Construction Costs (CC) | Services and equipment | Gas services |  | 2 | 05 | 090 | 000 | 2.05.090
Ss_55_20_45_05 | 55 | 20 | 45 | 05 | Laboratory argon supply systems | Renewal Costs (RC) | Services and equipment | Gas services |  | 3 | 05 | 090 | 000 | 3.05.090
Ss_55_20_45_05 | 55 | 20 | 45 | 05 | Laboratory argon supply systems | Maintenance Costs (MC) | Services and equipment | Gas services |  | 5 | 05 | 090 | 000 | 5.05.090
Ss_55_20_45_36 | 55 | 20 | 45 | 36 | Laboratory helium supply systems | Construction Costs (CC) | Services and equipment | Gas services |  | 2 | 05 | 090 | 000 | 2.05.090
Ss_55_20_45_36 | 55 | 20 | 45 | 36 | Laboratory helium supply systems | Renewal Costs (RC) | Services and equipment | Gas services |  | 3 | 05 | 090 | 000 | 3.05.090
Ss_55_20_45_36 | 55 | 20 | 45 | 36 | Laboratory helium supply systems | Maintenance Costs (MC) | Services and equipment | Gas services |  | 5 | 05 | 090 | 000 | 5.05.090
Ss_55_20_45_39 | 55 | 20 | 45 | 39 | Laboratory hydrogen supply systems | Construction Costs (CC) | Services and equipment | Gas services |  | 2 | 05 | 090 | 000 | 2.05.090
Ss_55_20_45_39 | 55 | 20 | 45 | 39 | Laboratory hydrogen supply systems | Renewal Costs (RC) | Services and equipment | Gas services |  | 3 | 05 | 090 | 000 | 3.05.090
Ss_55_20_45_39 | 55 | 20 | 45 | 39 | Laboratory hydrogen supply systems | Maintenance Costs (MC) | Services and equipment | Gas services |  | 5 | 05 | 090 | 000 | 5.05.090
Ss_55_20_45_56 | 55 | 20 | 45 | 56 | Laboratory nitrogen supply systems | Construction Costs (CC) | Services and equipment | Gas services |  | 2 | 05 | 090 | 000 | 2.05.090
Ss_55_20_45_56 | 55 | 20 | 45 | 56 | Laboratory nitrogen supply systems | Renewal Costs (RC) | Services and equipment | Gas services |  | 3 | 05 | 090 | 000 | 3.05.090
Ss_55_20_45_56 | 55 | 20 | 45 | 56 | Laboratory nitrogen supply systems | Maintenance Costs (MC) | Services and equipment | Gas services |  | 5 | 05 | 090 | 000 | 5.05.090
Ss_55_20_45_59 | 55 | 20 | 45 | 59 | Laboratory oxygen supply systems | Construction Costs (CC) | Services and equipment | Gas services |  | 2 | 05 | 090 | 000 | 2.05.090
Ss_55_20_45_59 | 55 | 20 | 45 | 59 | Laboratory oxygen supply systems | Renewal Costs (RC) | Services and equipment | Gas services |  | 3 | 05 | 090 | 000 | 3.05.090
Ss_55_20_45_59 | 55 | 20 | 45 | 59 | Laboratory oxygen supply systems | Maintenance Costs (MC) | Services and equipment | Gas services |  | 5 | 05 | 090 | 000 | 5.05.090
Ss_55_20_51 | 55 | 20 | 51 |  | Medical gas supply systems | Construction Costs (CC) | Services and equipment | Gas services |  | 2 | 05 | 090 | 000 | 2.05.090
Ss_55_20_51 | 55 | 20 | 51 |  | Medical gas supply systems | Renewal Costs (RC) | Services and equipment | Gas services |  | 3 | 05 | 090 | 000 | 3.05.090
Ss_55_20_51 | 55 | 20 | 51 |  | Medical gas supply systems | Maintenance Costs (MC) | Services and equipment | Gas services |  | 5 | 05 | 090 | 000 | 5.05.090
Ss_55_20_51_03 | 55 | 20 | 51 | 03 | Medical anaesthetic gas scavenging systems | Construction Costs (CC) | Services and equipment | Gas services |  | 2 | 05 | 090 | 000 | 2.05.090
Ss_55_20_51_03 | 55 | 20 | 51 | 03 | Medical anaesthetic gas scavenging systems | Renewal Costs (RC) | Services and equipment | Gas services |  | 3 | 05 | 090 | 000 | 3.05.090
Ss_55_20_51_03 | 55 | 20 | 51 | 03 | Medical anaesthetic gas scavenging systems | Maintenance Costs (MC) | Services and equipment | Gas services |  | 5 | 05 | 090 | 000 | 5.05.090
Ss_55_20_51_27 | 55 | 20 | 51 | 27 | Medical entonox supply systems | Construction Costs (CC) | Services and equipment | Gas services |  | 2 | 05 | 090 | 000 | 2.05.090
Ss_55_20_51_27 | 55 | 20 | 51 | 27 | Medical entonox supply systems | Renewal Costs (RC) | Services and equipment | Gas services |  | 3 | 05 | 090 | 000 | 3.05.090
Ss_55_20_51_27 | 55 | 20 | 51 | 27 | Medical entonox supply systems | Maintenance Costs (MC) | Services and equipment | Gas services |  | 5 | 05 | 090 | 000 | 5.05.090
Ss_55_20_51_36 | 55 | 20 | 51 | 36 | Medical helium/ oxygen mixture supply systems | Construction Costs (CC) | Services and equipment | Gas services |  | 2 | 05 | 090 | 000 | 2.05.090
Ss_55_20_51_36 | 55 | 20 | 51 | 36 | Medical helium/ oxygen mixture supply systems | Renewal Costs (RC) | Services and equipment | Gas services |  | 3 | 05 | 090 | 000 | 3.05.090
Ss_55_20_51_36 | 55 | 20 | 51 | 36 | Medical helium/ oxygen mixture supply systems | Maintenance Costs (MC) | Services and equipment | Gas services |  | 5 | 05 | 090 | 000 | 5.05.090
Ss_55_20_51_56 | 55 | 20 | 51 | 56 | Medical nitrous oxide supply systems | Construction Costs (CC) | Services and equipment | Gas services |  | 2 | 05 | 090 | 000 | 2.05.090
Ss_55_20_51_56 | 55 | 20 | 51 | 56 | Medical nitrous oxide supply systems | Renewal Costs (RC) | Services and equipment | Gas services |  | 3 | 05 | 090 | 000 | 3.05.090
Ss_55_20_51_56 | 55 | 20 | 51 | 56 | Medical nitrous oxide supply systems | Maintenance Costs (MC) | Services and equipment | Gas services |  | 5 | 05 | 090 | 000 | 5.05.090
Ss_55_20_51_57 | 55 | 20 | 51 | 57 | Medical nitrous oxide/ oxygen mixture supply systems | Construction Costs (CC) | Services and equipment | Gas services |  | 2 | 05 | 090 | 000 | 2.05.090
Ss_55_20_51_57 | 55 | 20 | 51 | 57 | Medical nitrous oxide/ oxygen mixture supply systems | Renewal Costs (RC) | Services and equipment | Gas services |  | 3 | 05 | 090 | 000 | 3.05.090
Ss_55_20_51_57 | 55 | 20 | 51 | 57 | Medical nitrous oxide/ oxygen mixture supply systems | Maintenance Costs (MC) | Services and equipment | Gas services |  | 5 | 05 | 090 | 000 | 5.05.090
Ss_55_20_51_59 | 55 | 20 | 51 | 59 | Medical oxygen supply systems | Construction Costs (CC) | Services and equipment | Gas services |  | 2 | 05 | 090 | 000 | 2.05.090
Ss_55_20_51_59 | 55 | 20 | 51 | 59 | Medical oxygen supply systems | Renewal Costs (RC) | Services and equipment | Gas services |  | 3 | 05 | 090 | 000 | 3.05.090
Ss_55_20_51_59 | 55 | 20 | 51 | 59 | Medical oxygen supply systems | Maintenance Costs (MC) | Services and equipment | Gas services |  | 5 | 05 | 090 | 000 | 5.05.090
Ss_55_20_85 | 55 | 20 | 85 |  | Specialist and high purity gas supply systems | Construction Costs (CC) | Services and equipment | Gas services |  | 2 | 05 | 090 | 000 | 2.05.090
Ss_55_20_85 | 55 | 20 | 85 |  | Specialist and high purity gas supply systems | Renewal Costs (RC) | Services and equipment | Gas services |  | 3 | 05 | 090 | 000 | 3.05.090
Ss_55_20_85 | 55 | 20 | 85 |  | Specialist and high purity gas supply systems | Maintenance Costs (MC) | Services and equipment | Gas services |  | 5 | 05 | 090 | 000 | 5.05.090
Ss_55_20_94 | 55 | 20 | 94 |  | Vacuum supply systems | Construction Costs (CC) | Services and equipment | Gas services |  | 2 | 05 | 090 | 000 | 2.05.090
Ss_55_20_94 | 55 | 20 | 94 |  | Vacuum supply systems | Renewal Costs (RC) | Services and equipment | Gas services |  | 3 | 05 | 090 | 000 | 3.05.090
Ss_55_20_94 | 55 | 20 | 94 |  | Vacuum supply systems | Maintenance Costs (MC) | Services and equipment | Gas services |  | 5 | 05 | 090 | 000 | 5.05.090
Ss_55_20_94_51 | 55 | 20 | 94 | 51 | Medical vacuum supply systems | Construction Costs (CC) | Services and equipment | Gas services |  | 2 | 05 | 090 | 000 | 2.05.090
Ss_55_20_94_51 | 55 | 20 | 94 | 51 | Medical vacuum supply systems | Renewal Costs (RC) | Services and equipment | Gas services |  | 3 | 05 | 090 | 000 | 3.05.090
Ss_55_20_94_51 | 55 | 20 | 94 | 51 | Medical vacuum supply systems | Maintenance Costs (MC) | Services and equipment | Gas services |  | 5 | 05 | 090 | 000 | 5.05.090
Ss_55_30 | 55 | 30 |  |  | Fire extinguishing systems | Construction Costs (CC) | Services and equipment | Fire services |  | 2 | 05 | 080 | 000 | 2.05.080
Ss_55_30 | 55 | 30 |  |  | Fire extinguishing systems | Renewal Costs (RC) | Services and equipment | Fire services |  | 3 | 05 | 080 | 000 | 3.05.080
Ss_55_30 | 55 | 30 |  |  | Fire extinguishing systems | Maintenance Costs (MC) | Services and equipment | Fire services |  | 5 | 05 | 080 | 000 | 5.05.080
Ss_55_30_35 | 55 | 30 | 35 |  | Gaseous and foam fire extinguishing systems | Construction Costs (CC) | Services and equipment | Fire services |  | 2 | 05 | 080 | 000 | 2.05.080
Ss_55_30_35 | 55 | 30 | 35 |  | Gaseous and foam fire extinguishing systems | Renewal Costs (RC) | Services and equipment | Fire services |  | 3 | 05 | 080 | 000 | 3.05.080
Ss_55_30_35 | 55 | 30 | 35 |  | Gaseous and foam fire extinguishing systems | Maintenance Costs (MC) | Services and equipment | Fire services |  | 5 | 05 | 080 | 000 | 5.05.080
Ss_55_30_35_10 | 55 | 30 | 35 | 10 | Carbon dioxide fire extinguishing systems | Construction Costs (CC) | Services and equipment | Fire services |  | 2 | 05 | 080 | 000 | 2.05.080
Ss_55_30_35_10 | 55 | 30 | 35 | 10 | Carbon dioxide fire extinguishing systems | Renewal Costs (RC) | Services and equipment | Fire services |  | 3 | 05 | 080 | 000 | 3.05.080
Ss_55_30_35_10 | 55 | 30 | 35 | 10 | Carbon dioxide fire extinguishing systems | Maintenance Costs (MC) | Services and equipment | Fire services |  | 5 | 05 | 080 | 000 | 5.05.080
Ss_55_30_35_31 | 55 | 30 | 35 | 31 | Foam fire extinguishing systems | Construction Costs (CC) | Services and equipment | Fire services |  | 2 | 05 | 080 | 000 | 2.05.080
Ss_55_30_35_31 | 55 | 30 | 35 | 31 | Foam fire extinguishing systems | Renewal Costs (RC) | Services and equipment | Fire services |  | 3 | 05 | 080 | 000 | 3.05.080
Ss_55_30_35_31 | 55 | 30 | 35 | 31 | Foam fire extinguishing systems | Maintenance Costs (MC) | Services and equipment | Fire services |  | 5 | 05 | 080 | 000 | 5.05.080
Ss_55_30_35_35 | 55 | 30 | 35 | 35 | Halocarbon gas total flooding fire extinguishing systems | Construction Costs (CC) | Services and equipment | Fire services |  | 2 | 05 | 080 | 000 | 2.05.080
Ss_55_30_35_35 | 55 | 30 | 35 | 35 | Halocarbon gas total flooding fire extinguishing systems | Renewal Costs (RC) | Services and equipment | Fire services |  | 3 | 05 | 080 | 000 | 3.05.080
Ss_55_30_35_35 | 55 | 30 | 35 | 35 | Halocarbon gas total flooding fire extinguishing systems | Maintenance Costs (MC) | Services and equipment | Fire services |  | 5 | 05 | 080 | 000 | 5.05.080
Ss_55_30_35_40 | 55 | 30 | 35 | 40 | Inert gas total flooding fire extinguishing systems | Construction Costs (CC) | Services and equipment | Fire services |  | 2 | 05 | 080 | 000 | 2.05.080
Ss_55_30_35_40 | 55 | 30 | 35 | 40 | Inert gas total flooding fire extinguishing systems | Renewal Costs (RC) | Services and equipment | Fire services |  | 3 | 05 | 080 | 000 | 3.05.080
Ss_55_30_35_40 | 55 | 30 | 35 | 40 | Inert gas total flooding fire extinguishing systems | Maintenance Costs (MC) | Services and equipment | Fire services |  | 5 | 05 | 080 | 000 | 5.05.080
Ss_55_30_65 | 55 | 30 | 65 |  | Portable fire extinguishing systems | Construction Costs (CC) | Services and equipment | Fire services |  | 2 | 05 | 080 | 000 | 2.05.080
Ss_55_30_65 | 55 | 30 | 65 |  | Portable fire extinguishing systems | Renewal Costs (RC) | Services and equipment | Fire services |  | 3 | 05 | 080 | 000 | 3.05.080
Ss_55_30_65 | 55 | 30 | 65 |  | Portable fire extinguishing systems | Maintenance Costs (MC) | Services and equipment | Fire services |  | 5 | 05 | 080 | 000 | 5.05.080
Ss_55_30_65_30 | 55 | 30 | 65 | 30 | Fire blanket systems | Construction Costs (CC) | Services and equipment | Fire services |  | 2 | 05 | 080 | 000 | 2.05.080
Ss_55_30_65_30 | 55 | 30 | 65 | 30 | Fire blanket systems | Renewal Costs (RC) | Services and equipment | Fire services |  | 3 | 05 | 080 | 000 | 3.05.080
Ss_55_30_65_30 | 55 | 30 | 65 | 30 | Fire blanket systems | Maintenance Costs (MC) | Services and equipment | Fire services |  | 5 | 05 | 080 | 000 | 5.05.080
Ss_55_30_65_35 | 55 | 30 | 65 | 35 | Fire bucket systems | Construction Costs (CC) | Services and equipment | Fire services |  | 2 | 05 | 080 | 000 | 2.05.080
Ss_55_30_65_35 | 55 | 30 | 65 | 35 | Fire bucket systems | Renewal Costs (RC) | Services and equipment | Fire services |  | 3 | 05 | 080 | 000 | 3.05.080
Ss_55_30_65_35 | 55 | 30 | 65 | 35 | Fire bucket systems | Maintenance Costs (MC) | Services and equipment | Fire services |  | 5 | 05 | 080 | 000 | 5.05.080
Ss_55_30_65_65 | 55 | 30 | 65 | 65 | Portable fire extinguisher systems | Construction Costs (CC) | Services and equipment | Fire services |  | 2 | 05 | 080 | 000 | 2.05.080
Ss_55_30_65_65 | 55 | 30 | 65 | 65 | Portable fire extinguisher systems | Renewal Costs (RC) | Services and equipment | Fire services |  | 3 | 05 | 080 | 000 | 3.05.080
Ss_55_30_65_65 | 55 | 30 | 65 | 65 | Portable fire extinguisher systems | Maintenance Costs (MC) | Services and equipment | Fire services |  | 5 | 05 | 080 | 000 | 5.05.080
Ss_55_30_96 | 55 | 30 | 96 |  | Water fire extinguishing systems | Construction Costs (CC) | Services and equipment | Fire services |  | 2 | 05 | 080 | 000 | 2.05.080
Ss_55_30_96 | 55 | 30 | 96 |  | Water fire extinguishing systems | Renewal Costs (RC) | Services and equipment | Fire services |  | 3 | 05 | 080 | 000 | 3.05.080
Ss_55_30_96 | 55 | 30 | 96 |  | Water fire extinguishing systems | Maintenance Costs (MC) | Services and equipment | Fire services |  | 5 | 05 | 080 | 000 | 5.05.080
Ss_55_30_96_21 | 55 | 30 | 96 | 21 | Deluge systems | Construction Costs (CC) | Services and equipment | Fire services |  | 2 | 05 | 080 | 000 | 2.05.080
Ss_55_30_96_21 | 55 | 30 | 96 | 21 | Deluge systems | Renewal Costs (RC) | Services and equipment | Fire services |  | 3 | 05 | 080 | 000 | 3.05.080
Ss_55_30_96_21 | 55 | 30 | 96 | 21 | Deluge systems | Maintenance Costs (MC) | Services and equipment | Fire services |  | 5 | 05 | 080 | 000 | 5.05.080
Ss_55_30_96_23 | 55 | 30 | 96 | 23 | Domestic sprinkler systems | Construction Costs (CC) | Services and equipment | Fire services |  | 2 | 05 | 080 | 000 | 2.05.080
Ss_55_30_96_23 | 55 | 30 | 96 | 23 | Domestic sprinkler systems | Renewal Costs (RC) | Services and equipment | Fire services |  | 3 | 05 | 080 | 000 | 3.05.080
Ss_55_30_96_23 | 55 | 30 | 96 | 23 | Domestic sprinkler systems | Maintenance Costs (MC) | Services and equipment | Fire services |  | 5 | 05 | 080 | 000 | 5.05.080
Ss_55_30_96_24 | 55 | 30 | 96 | 24 | Dry dropper systems | Construction Costs (CC) | Services and equipment | Fire services |  | 2 | 05 | 080 | 000 | 2.05.080
Ss_55_30_96_24 | 55 | 30 | 96 | 24 | Dry dropper systems | Renewal Costs (RC) | Services and equipment | Fire services |  | 3 | 05 | 080 | 000 | 3.05.080
Ss_55_30_96_24 | 55 | 30 | 96 | 24 | Dry dropper systems | Maintenance Costs (MC) | Services and equipment | Fire services |  | 5 | 05 | 080 | 000 | 5.05.080
Ss_55_30_96_25 | 55 | 30 | 96 | 25 | Dry riser systems | Construction Costs (CC) | Services and equipment | Fire services |  | 2 | 05 | 080 | 000 | 2.05.080
Ss_55_30_96_25 | 55 | 30 | 96 | 25 | Dry riser systems | Renewal Costs (RC) | Services and equipment | Fire services |  | 3 | 05 | 080 | 000 | 3.05.080
Ss_55_30_96_25 | 55 | 30 | 96 | 25 | Dry riser systems | Maintenance Costs (MC) | Services and equipment | Fire services |  | 5 | 05 | 080 | 000 | 5.05.080
Ss_55_30_96_29 | 55 | 30 | 96 | 29 | Fire hose reel systems | Construction Costs (CC) | Services and equipment | Fire services |  | 2 | 05 | 080 | 000 | 2.05.080
Ss_55_30_96_29 | 55 | 30 | 96 | 29 | Fire hose reel systems | Renewal Costs (RC) | Services and equipment | Fire services |  | 3 | 05 | 080 | 000 | 3.05.080
Ss_55_30_96_29 | 55 | 30 | 96 | 29 | Fire hose reel systems | Maintenance Costs (MC) | Services and equipment | Fire services |  | 5 | 05 | 080 | 000 | 5.05.080
Ss_55_30_96_30 | 55 | 30 | 96 | 30 | Fire hydrant systems | Construction Costs (CC) | Services and equipment | Fire services |  | 2 | 05 | 080 | 000 | 2.05.080
Ss_55_30_96_30 | 55 | 30 | 96 | 30 | Fire hydrant systems | Renewal Costs (RC) | Services and equipment | Fire services |  | 3 | 05 | 080 | 000 | 3.05.080
Ss_55_30_96_30 | 55 | 30 | 96 | 30 | Fire hydrant systems | Maintenance Costs (MC) | Services and equipment | Fire services |  | 5 | 05 | 080 | 000 | 5.05.080
Ss_55_30_96_85 | 55 | 30 | 96 | 85 | Sprinkler systems | Construction Costs (CC) | Services and equipment | Fire services |  | 2 | 05 | 080 | 000 | 2.05.080
Ss_55_30_96_85 | 55 | 30 | 96 | 85 | Sprinkler systems | Renewal Costs (RC) | Services and equipment | Fire services |  | 3 | 05 | 080 | 000 | 3.05.080
Ss_55_30_96_85 | 55 | 30 | 96 | 85 | Sprinkler systems | Maintenance Costs (MC) | Services and equipment | Fire services |  | 5 | 05 | 080 | 000 | 5.05.080
Ss_55_30_96_96 | 55 | 30 | 96 | 96 | Water mist systems | Construction Costs (CC) | Services and equipment | Fire services |  | 2 | 05 | 080 | 000 | 2.05.080
Ss_55_30_96_96 | 55 | 30 | 96 | 96 | Water mist systems | Renewal Costs (RC) | Services and equipment | Fire services |  | 3 | 05 | 080 | 000 | 3.05.080
Ss_55_30_96_96 | 55 | 30 | 96 | 96 | Water mist systems | Maintenance Costs (MC) | Services and equipment | Fire services |  | 5 | 05 | 080 | 000 | 5.05.080
Ss_55_30_96_97 | 55 | 30 | 96 | 97 | Wet riser systems | Construction Costs (CC) | Services and equipment | Fire services |  | 2 | 05 | 080 | 000 | 2.05.080
Ss_55_30_96_97 | 55 | 30 | 96 | 97 | Wet riser systems | Renewal Costs (RC) | Services and equipment | Fire services |  | 3 | 05 | 080 | 000 | 3.05.080
Ss_55_30_96_97 | 55 | 30 | 96 | 97 | Wet riser systems | Maintenance Costs (MC) | Services and equipment | Fire services |  | 5 | 05 | 080 | 000 | 5.05.080
Ss_55_40 | 55 | 40 |  |  | Steam distribution and supply systems | Construction Costs (CC) | Services and equipment | Heating, ventilating and air-conditioning systems/air conditioners |  | 2 | 05 | 010 | 000 | 2.05.010
Ss_55_40 | 55 | 40 |  |  | Steam distribution and supply systems | Renewal Costs (RC) | Services and equipment | Heating, ventilating and air-conditioning systems/air conditioners |  | 3 | 05 | 010 | 000 | 3.05.010
Ss_55_40 | 55 | 40 |  |  | Steam distribution and supply systems | Maintenance Costs (MC) | Services and equipment | Heating, ventilating and air-conditioning systems/air conditioners |  | 5 | 05 | 010 | 000 | 5.05.010
Ss_55_40_85 | 55 | 40 | 85 |  | Steam supply and condensate systems | Construction Costs (CC) | Services and equipment | Heating, ventilating and air-conditioning systems/air conditioners |  | 2 | 05 | 010 | 000 | 2.05.010
Ss_55_40_85 | 55 | 40 | 85 |  | Steam supply and condensate systems | Renewal Costs (RC) | Services and equipment | Heating, ventilating and air-conditioning systems/air conditioners |  | 3 | 05 | 010 | 000 | 3.05.010
Ss_55_40_85 | 55 | 40 | 85 |  | Steam supply and condensate systems | Maintenance Costs (MC) | Services and equipment | Heating, ventilating and air-conditioning systems/air conditioners |  | 5 | 05 | 010 | 000 | 5.05.010
Ss_55_40_85_38 | 55 | 40 | 85 | 38 | Hospital steam supply and condensate systems | Construction Costs (CC) | Services and equipment | Heating, ventilating and air-conditioning systems/air conditioners |  | 2 | 05 | 010 | 000 | 2.05.010
Ss_55_40_85_38 | 55 | 40 | 85 | 38 | Hospital steam supply and condensate systems | Renewal Costs (RC) | Services and equipment | Heating, ventilating and air-conditioning systems/air conditioners |  | 3 | 05 | 010 | 000 | 3.05.010
Ss_55_40_85_38 | 55 | 40 | 85 | 38 | Hospital steam supply and condensate systems | Maintenance Costs (MC) | Services and equipment | Heating, ventilating and air-conditioning systems/air conditioners |  | 5 | 05 | 010 | 000 | 5.05.010
Ss_55_40_85_41 | 55 | 40 | 85 | 41 | Industrial steam supply and condensate systems | Construction Costs (CC) | Services and equipment | Heating, ventilating and air-conditioning systems/air conditioners |  | 2 | 05 | 010 | 000 | 2.05.010
Ss_55_40_85_41 | 55 | 40 | 85 | 41 | Industrial steam supply and condensate systems | Renewal Costs (RC) | Services and equipment | Heating, ventilating and air-conditioning systems/air conditioners |  | 3 | 05 | 010 | 000 | 3.05.010
Ss_55_40_85_41 | 55 | 40 | 85 | 41 | Industrial steam supply and condensate systems | Maintenance Costs (MC) | Services and equipment | Heating, ventilating and air-conditioning systems/air conditioners |  | 5 | 05 | 010 | 000 | 5.05.010
Ss_55_50 | 55 | 50 |  |  | Liquid fuel distribution and supply systems | Construction Costs (CC) | Services and equipment | Gas services |  | 2 | 05 | 090 | 000 | 2.05.090
Ss_55_50 | 55 | 50 |  |  | Liquid fuel distribution and supply systems | Renewal Costs (RC) | Services and equipment | Gas services |  | 3 | 05 | 090 | 000 | 3.05.090
Ss_55_50 | 55 | 50 |  |  | Liquid fuel distribution and supply systems | Maintenance Costs (MC) | Services and equipment | Gas services |  | 5 | 05 | 090 | 000 | 5.05.090
Ss_55_50_46 | 55 | 50 | 46 |  | Liquid fuel distribution network systems | Construction Costs (CC) | Services and equipment | Gas services |  | 2 | 05 | 090 | 000 | 2.05.090
Ss_55_50_46 | 55 | 50 | 46 |  | Liquid fuel distribution network systems | Renewal Costs (RC) | Services and equipment | Gas services |  | 3 | 05 | 090 | 000 | 3.05.090
Ss_55_50_46 | 55 | 50 | 46 |  | Liquid fuel distribution network systems | Maintenance Costs (MC) | Services and equipment | Gas services |  | 5 | 05 | 090 | 000 | 5.05.090
Ss_55_50_46_58 | 55 | 50 | 46 | 58 | Oil distribution network systems | Construction Costs (CC) | Services and equipment | Gas services |  | 2 | 05 | 090 | 000 | 2.05.090
Ss_55_50_46_58 | 55 | 50 | 46 | 58 | Oil distribution network systems | Renewal Costs (RC) | Services and equipment | Gas services |  | 3 | 05 | 090 | 000 | 3.05.090
Ss_55_50_46_58 | 55 | 50 | 46 | 58 | Oil distribution network systems | Maintenance Costs (MC) | Services and equipment | Gas services |  | 5 | 05 | 090 | 000 | 5.05.090
Ss_55_50_47 | 55 | 50 | 47 |  | Liquid fuel supply systems | Construction Costs (CC) | Services and equipment | Gas services |  | 2 | 05 | 090 | 000 | 2.05.090
Ss_55_50_47 | 55 | 50 | 47 |  | Liquid fuel supply systems | Renewal Costs (RC) | Services and equipment | Gas services |  | 3 | 05 | 090 | 000 | 3.05.090
Ss_55_50_47 | 55 | 50 | 47 |  | Liquid fuel supply systems | Maintenance Costs (MC) | Services and equipment | Gas services |  | 5 | 05 | 090 | 000 | 5.05.090
Ss_55_50_47_10 | 55 | 50 | 47 | 10 | Biodiesel supply systems | Construction Costs (CC) | Services and equipment | Gas services |  | 2 | 05 | 090 | 000 | 2.05.090
Ss_55_50_47_10 | 55 | 50 | 47 | 10 | Biodiesel supply systems | Renewal Costs (RC) | Services and equipment | Gas services |  | 3 | 05 | 090 | 000 | 3.05.090
Ss_55_50_47_10 | 55 | 50 | 47 | 10 | Biodiesel supply systems | Maintenance Costs (MC) | Services and equipment | Gas services |  | 5 | 05 | 090 | 000 | 5.05.090
Ss_55_50_47_12 | 55 | 50 | 47 | 12 | Bioethanol supply systems | Construction Costs (CC) | Services and equipment | Gas services |  | 2 | 05 | 090 | 000 | 2.05.090
Ss_55_50_47_12 | 55 | 50 | 47 | 12 | Bioethanol supply systems | Renewal Costs (RC) | Services and equipment | Gas services |  | 3 | 05 | 090 | 000 | 3.05.090
Ss_55_50_47_12 | 55 | 50 | 47 | 12 | Bioethanol supply systems | Maintenance Costs (MC) | Services and equipment | Gas services |  | 5 | 05 | 090 | 000 | 5.05.090
Ss_55_50_47_21 | 55 | 50 | 47 | 21 | Diesel supply systems | Construction Costs (CC) | Services and equipment | Gas services |  | 2 | 05 | 090 | 000 | 2.05.090
Ss_55_50_47_21 | 55 | 50 | 47 | 21 | Diesel supply systems | Renewal Costs (RC) | Services and equipment | Gas services |  | 3 | 05 | 090 | 000 | 3.05.090
Ss_55_50_47_21 | 55 | 50 | 47 | 21 | Diesel supply systems | Maintenance Costs (MC) | Services and equipment | Gas services |  | 5 | 05 | 090 | 000 | 5.05.090
Ss_55_50_47_32 | 55 | 50 | 47 | 32 | Fuel oil supply systems | Construction Costs (CC) | Services and equipment | Gas services |  | 2 | 05 | 090 | 000 | 2.05.090
Ss_55_50_47_32 | 55 | 50 | 47 | 32 | Fuel oil supply systems | Renewal Costs (RC) | Services and equipment | Gas services |  | 3 | 05 | 090 | 000 | 3.05.090
Ss_55_50_47_32 | 55 | 50 | 47 | 32 | Fuel oil supply systems | Maintenance Costs (MC) | Services and equipment | Gas services |  | 5 | 05 | 090 | 000 | 5.05.090
Ss_55_50_47_45 | 55 | 50 | 47 | 45 | Kerosene/ jet fuel supply systems | Construction Costs (CC) | Services and equipment | Gas services |  | 2 | 05 | 090 | 000 | 2.05.090
Ss_55_50_47_45 | 55 | 50 | 47 | 45 | Kerosene/ jet fuel supply systems | Renewal Costs (RC) | Services and equipment | Gas services |  | 3 | 05 | 090 | 000 | 3.05.090
Ss_55_50_47_45 | 55 | 50 | 47 | 45 | Kerosene/ jet fuel supply systems | Maintenance Costs (MC) | Services and equipment | Gas services |  | 5 | 05 | 090 | 000 | 5.05.090
Ss_55_50_47_46 | 55 | 50 | 47 | 46 | Liquid biofuel supply systems | Construction Costs (CC) | Services and equipment | Gas services |  | 2 | 05 | 090 | 000 | 2.05.090
Ss_55_50_47_46 | 55 | 50 | 47 | 46 | Liquid biofuel supply systems | Renewal Costs (RC) | Services and equipment | Gas services |  | 3 | 05 | 090 | 000 | 3.05.090
Ss_55_50_47_46 | 55 | 50 | 47 | 46 | Liquid biofuel supply systems | Maintenance Costs (MC) | Services and equipment | Gas services |  | 5 | 05 | 090 | 000 | 5.05.090
Ss_55_50_47_61 | 55 | 50 | 47 | 61 | Petrol supply systems | Construction Costs (CC) | Services and equipment | Gas services |  | 2 | 05 | 090 | 000 | 2.05.090
Ss_55_50_47_61 | 55 | 50 | 47 | 61 | Petrol supply systems | Renewal Costs (RC) | Services and equipment | Gas services |  | 3 | 05 | 090 | 000 | 3.05.090
Ss_55_50_47_61 | 55 | 50 | 47 | 61 | Petrol supply systems | Maintenance Costs (MC) | Services and equipment | Gas services |  | 5 | 05 | 090 | 000 | 5.05.090
Ss_55_60 | 55 | 60 |  |  | Process liquid distribution and supply systems | Construction Costs (CC) | Services and equipment | Gas services |  | 2 | 05 | 090 | 000 | 2.05.090
Ss_55_60 | 55 | 60 |  |  | Process liquid distribution and supply systems | Renewal Costs (RC) | Services and equipment | Gas services |  | 3 | 05 | 090 | 000 | 3.05.090
Ss_55_60 | 55 | 60 |  |  | Process liquid distribution and supply systems | Maintenance Costs (MC) | Services and equipment | Gas services |  | 5 | 05 | 090 | 000 | 5.05.090
Ss_55_60_45 | 55 | 60 | 45 |  | Liquid acids and bases supply systems | Construction Costs (CC) | Services and equipment | Gas services |  | 2 | 05 | 090 | 000 | 2.05.090
Ss_55_60_45 | 55 | 60 | 45 |  | Liquid acids and bases supply systems | Renewal Costs (RC) | Services and equipment | Gas services |  | 3 | 05 | 090 | 000 | 3.05.090
Ss_55_60_45 | 55 | 60 | 45 |  | Liquid acids and bases supply systems | Maintenance Costs (MC) | Services and equipment | Gas services |  | 5 | 05 | 090 | 000 | 5.05.090
Ss_55_60_47 | 55 | 60 | 47 |  | Liquid chemicals supply systems | Construction Costs (CC) | Services and equipment | Gas services |  | 2 | 05 | 090 | 000 | 2.05.090
Ss_55_60_47 | 55 | 60 | 47 |  | Liquid chemicals supply systems | Renewal Costs (RC) | Services and equipment | Gas services |  | 3 | 05 | 090 | 000 | 3.05.090
Ss_55_60_47 | 55 | 60 | 47 |  | Liquid chemicals supply systems | Maintenance Costs (MC) | Services and equipment | Gas services |  | 5 | 05 | 090 | 000 | 5.05.090
Ss_55_60_50 | 55 | 60 | 50 |  | Liquid polymer supply systems | Construction Costs (CC) | Services and equipment | Gas services |  | 2 | 05 | 090 | 000 | 2.05.090
Ss_55_60_50 | 55 | 60 | 50 |  | Liquid polymer supply systems | Renewal Costs (RC) | Services and equipment | Gas services |  | 3 | 05 | 090 | 000 | 3.05.090
Ss_55_60_50 | 55 | 60 | 50 |  | Liquid polymer supply systems | Maintenance Costs (MC) | Services and equipment | Gas services |  | 5 | 05 | 090 | 000 | 5.05.090
Ss_55_60_55 | 55 | 60 | 55 |  | Lubrication supply systems | Construction Costs (CC) | Services and equipment | Gas services |  | 2 | 05 | 090 | 000 | 2.05.090
Ss_55_60_55 | 55 | 60 | 55 |  | Lubrication supply systems | Renewal Costs (RC) | Services and equipment | Gas services |  | 3 | 05 | 090 | 000 | 3.05.090
Ss_55_60_55 | 55 | 60 | 55 |  | Lubrication supply systems | Maintenance Costs (MC) | Services and equipment | Gas services |  | 5 | 05 | 090 | 000 | 5.05.090
Ss_55_60_55_70 | 55 | 60 | 55 | 70 | Rail lubrication supply systems | Construction Costs (CC) | Services and equipment | Gas services |  | 2 | 05 | 090 | 000 | 2.05.090
Ss_55_60_55_70 | 55 | 60 | 55 | 70 | Rail lubrication supply systems | Renewal Costs (RC) | Services and equipment | Gas services |  | 3 | 05 | 090 | 000 | 3.05.090
Ss_55_60_55_70 | 55 | 60 | 55 | 70 | Rail lubrication supply systems | Maintenance Costs (MC) | Services and equipment | Gas services |  | 5 | 05 | 090 | 000 | 5.05.090
Ss_55_70 | 55 | 70 |  |  | Water distribution and supply systems | Construction Costs (CC) | Services and equipment | Water supply and drainage above ground or inside basement |  | 2 | 05 | 050 | 000 | 2.05.050
Ss_55_70 | 55 | 70 |  |  | Water distribution and supply systems | Renewal Costs (RC) | Services and equipment | Water supply and drainage above ground or inside basement |  | 3 | 05 | 050 | 000 | 3.05.050
Ss_55_70 | 55 | 70 |  |  | Water distribution and supply systems | Maintenance Costs (MC) | Services and equipment | Water supply and drainage above ground or inside basement |  | 5 | 05 | 050 | 000 | 5.05.050
Ss_55_70_38 | 55 | 70 | 38 |  | Hot and cold water supply systems | Construction Costs (CC) | Services and equipment | Water supply and drainage above ground or inside basement |  | 2 | 05 | 050 | 000 | 2.05.050
Ss_55_70_38 | 55 | 70 | 38 |  | Hot and cold water supply systems | Renewal Costs (RC) | Services and equipment | Water supply and drainage above ground or inside basement |  | 3 | 05 | 050 | 000 | 3.05.050
Ss_55_70_38 | 55 | 70 | 38 |  | Hot and cold water supply systems | Maintenance Costs (MC) | Services and equipment | Water supply and drainage above ground or inside basement |  | 5 | 05 | 050 | 000 | 5.05.050
Ss_55_70_38_15 | 55 | 70 | 38 | 15 | Cold water supply systems | Construction Costs (CC) | Services and equipment | Water supply and drainage above ground or inside basement |  | 2 | 05 | 050 | 000 | 2.05.050
Ss_55_70_38_15 | 55 | 70 | 38 | 15 | Cold water supply systems | Renewal Costs (RC) | Services and equipment | Water supply and drainage above ground or inside basement |  | 3 | 05 | 050 | 000 | 3.05.050
Ss_55_70_38_15 | 55 | 70 | 38 | 15 | Cold water supply systems | Maintenance Costs (MC) | Services and equipment | Water supply and drainage above ground or inside basement |  | 5 | 05 | 050 | 000 | 5.05.050
Ss_55_70_38_20 | 55 | 70 | 38 | 20 | Direct hot water storage supply systems | Construction Costs (CC) | Services and equipment | Water supply and drainage above ground or inside basement |  | 2 | 05 | 050 | 000 | 2.05.050
Ss_55_70_38_20 | 55 | 70 | 38 | 20 | Direct hot water storage supply systems | Renewal Costs (RC) | Services and equipment | Water supply and drainage above ground or inside basement |  | 3 | 05 | 050 | 000 | 3.05.050
Ss_55_70_38_20 | 55 | 70 | 38 | 20 | Direct hot water storage supply systems | Maintenance Costs (MC) | Services and equipment | Water supply and drainage above ground or inside basement |  | 5 | 05 | 050 | 000 | 5.05.050
Ss_55_70_38_42 | 55 | 70 | 38 | 42 | Indirect hot water storage supply systems | Construction Costs (CC) | Services and equipment | Water supply and drainage above ground or inside basement |  | 2 | 05 | 050 | 000 | 2.05.050
Ss_55_70_38_42 | 55 | 70 | 38 | 42 | Indirect hot water storage supply systems | Renewal Costs (RC) | Services and equipment | Water supply and drainage above ground or inside basement |  | 3 | 05 | 050 | 000 | 3.05.050
Ss_55_70_38_42 | 55 | 70 | 38 | 42 | Indirect hot water storage supply systems | Maintenance Costs (MC) | Services and equipment | Water supply and drainage above ground or inside basement |  | 5 | 05 | 050 | 000 | 5.05.050
Ss_55_70_38_45 | 55 | 70 | 38 | 45 | Instantaneous hot water supply systems | Construction Costs (CC) | Services and equipment | Water supply and drainage above ground or inside basement |  | 2 | 05 | 050 | 000 | 2.05.050
Ss_55_70_38_45 | 55 | 70 | 38 | 45 | Instantaneous hot water supply systems | Renewal Costs (RC) | Services and equipment | Water supply and drainage above ground or inside basement |  | 3 | 05 | 050 | 000 | 3.05.050
Ss_55_70_38_45 | 55 | 70 | 38 | 45 | Instantaneous hot water supply systems | Maintenance Costs (MC) | Services and equipment | Water supply and drainage above ground or inside basement |  | 5 | 05 | 050 | 000 | 5.05.050
Ss_55_70_38_65 | 55 | 70 | 38 | 65 | Pumped cold water supply systems | Construction Costs (CC) | Services and equipment | Water supply and drainage above ground or inside basement |  | 2 | 05 | 050 | 000 | 2.05.050
Ss_55_70_38_65 | 55 | 70 | 38 | 65 | Pumped cold water supply systems | Renewal Costs (RC) | Services and equipment | Water supply and drainage above ground or inside basement |  | 3 | 05 | 050 | 000 | 3.05.050
Ss_55_70_38_65 | 55 | 70 | 38 | 65 | Pumped cold water supply systems | Maintenance Costs (MC) | Services and equipment | Water supply and drainage above ground or inside basement |  | 5 | 05 | 050 | 000 | 5.05.050
Ss_55_70_39 | 55 | 70 | 39 |  | Hydroelectric pressure water supply systems | Construction Costs (CC) | Surface and underground drainage | Buried Process Pipe |  | 2 | 06 | 060 | 000 | 2.06.060
Ss_55_70_39 | 55 | 70 | 39 |  | Hydroelectric pressure water supply systems | Renewal Costs (RC) | Surface and underground drainage | Buried Process Pipe |  | 3 | 06 | 060 | 000 | 3.06.060
Ss_55_70_39 | 55 | 70 | 39 |  | Hydroelectric pressure water supply systems | Maintenance Costs (MC) | Surface and underground drainage | Buried Process Pipe |  | 5 | 06 | 060 | 000 | 5.06.060
Ss_55_70_39_10 | 55 | 70 | 39 | 10 | Buried pressure pipeline systems | Construction Costs (CC) | Surface and underground drainage | Buried Process Pipe |  | 2 | 06 | 060 | 000 | 2.06.060
Ss_55_70_39_10 | 55 | 70 | 39 | 10 | Buried pressure pipeline systems | Renewal Costs (RC) | Surface and underground drainage | Buried Process Pipe |  | 3 | 06 | 060 | 000 | 3.06.060
Ss_55_70_39_10 | 55 | 70 | 39 | 10 | Buried pressure pipeline systems | Maintenance Costs (MC) | Surface and underground drainage | Buried Process Pipe |  | 5 | 06 | 060 | 000 | 5.06.060
Ss_55_70_42 | 55 | 70 | 42 |  | Irrigation systems | Construction Costs (CC) | Services and equipment | Water supply and drainage above ground or inside basement |  | 2 | 05 | 050 | 000 | 2.05.050
Ss_55_70_42 | 55 | 70 | 42 |  | Irrigation systems | Renewal Costs (RC) | Services and equipment | Water supply and drainage above ground or inside basement |  | 3 | 05 | 050 | 000 | 3.05.050
Ss_55_70_42 | 55 | 70 | 42 |  | Irrigation systems | Maintenance Costs (MC) | Services and equipment | Water supply and drainage above ground or inside basement |  | 5 | 05 | 050 | 000 | 5.05.050
Ss_55_70_42_20 | 55 | 70 | 42 | 20 | Drip irrigation systems | Construction Costs (CC) | Services and equipment | Water supply and drainage above ground or inside basement |  | 2 | 05 | 050 | 000 | 2.05.050
Ss_55_70_42_20 | 55 | 70 | 42 | 20 | Drip irrigation systems | Renewal Costs (RC) | Services and equipment | Water supply and drainage above ground or inside basement |  | 3 | 05 | 050 | 000 | 3.05.050
Ss_55_70_42_20 | 55 | 70 | 42 | 20 | Drip irrigation systems | Maintenance Costs (MC) | Services and equipment | Water supply and drainage above ground or inside basement |  | 5 | 05 | 050 | 000 | 5.05.050
Ss_55_70_42_50 | 55 | 70 | 42 | 50 | Manual irrigation systems | Construction Costs (CC) | Services and equipment | Water supply and drainage above ground or inside basement |  | 2 | 05 | 050 | 000 | 2.05.050
Ss_55_70_42_50 | 55 | 70 | 42 | 50 | Manual irrigation systems | Renewal Costs (RC) | Services and equipment | Water supply and drainage above ground or inside basement |  | 3 | 05 | 050 | 000 | 3.05.050
Ss_55_70_42_50 | 55 | 70 | 42 | 50 | Manual irrigation systems | Maintenance Costs (MC) | Services and equipment | Water supply and drainage above ground or inside basement |  | 5 | 05 | 050 | 000 | 5.05.050
Ss_55_70_42_60 | 55 | 70 | 42 | 60 | Passive irrigation systems | Construction Costs (CC) | Services and equipment | Water supply and drainage above ground or inside basement |  | 2 | 05 | 050 | 000 | 2.05.050
Ss_55_70_42_60 | 55 | 70 | 42 | 60 | Passive irrigation systems | Renewal Costs (RC) | Services and equipment | Water supply and drainage above ground or inside basement |  | 3 | 05 | 050 | 000 | 3.05.050
Ss_55_70_42_60 | 55 | 70 | 42 | 60 | Passive irrigation systems | Maintenance Costs (MC) | Services and equipment | Water supply and drainage above ground or inside basement |  | 5 | 05 | 050 | 000 | 5.05.050
Ss_55_70_42_85 | 55 | 70 | 42 | 85 | Sprinkler irrigation systems | Construction Costs (CC) | Services and equipment | Water supply and drainage above ground or inside basement |  | 2 | 05 | 050 | 000 | 2.05.050
Ss_55_70_42_85 | 55 | 70 | 42 | 85 | Sprinkler irrigation systems | Renewal Costs (RC) | Services and equipment | Water supply and drainage above ground or inside basement |  | 3 | 05 | 050 | 000 | 3.05.050
Ss_55_70_42_85 | 55 | 70 | 42 | 85 | Sprinkler irrigation systems | Maintenance Costs (MC) | Services and equipment | Water supply and drainage above ground or inside basement |  | 5 | 05 | 050 | 000 | 5.05.050
Ss_55_70_42_87 | 55 | 70 | 42 | 87 | Sub-irrigation systems | Construction Costs (CC) | Services and equipment | Water supply and drainage above ground or inside basement |  | 2 | 05 | 050 | 000 | 2.05.050
Ss_55_70_42_87 | 55 | 70 | 42 | 87 | Sub-irrigation systems | Renewal Costs (RC) | Services and equipment | Water supply and drainage above ground or inside basement |  | 3 | 05 | 050 | 000 | 3.05.050
Ss_55_70_42_87 | 55 | 70 | 42 | 87 | Sub-irrigation systems | Maintenance Costs (MC) | Services and equipment | Water supply and drainage above ground or inside basement |  | 5 | 05 | 050 | 000 | 5.05.050
Ss_55_70_94 | 55 | 70 | 94 |  | Washing systems | Construction Costs (CC) | Services and equipment | Water supply and drainage above ground or inside basement |  | 2 | 05 | 050 | 000 | 2.05.050
Ss_55_70_94 | 55 | 70 | 94 |  | Washing systems | Renewal Costs (RC) | Services and equipment | Water supply and drainage above ground or inside basement |  | 3 | 05 | 050 | 000 | 3.05.050
Ss_55_70_94 | 55 | 70 | 94 |  | Washing systems | Maintenance Costs (MC) | Services and equipment | Water supply and drainage above ground or inside basement |  | 5 | 05 | 050 | 000 | 5.05.050
Ss_55_70_94_94 | 55 | 70 | 94 | 94 | Wash plant systems | Construction Costs (CC) | Services and equipment | Water supply and drainage above ground or inside basement |  | 2 | 05 | 050 | 000 | 2.05.050
Ss_55_70_94_94 | 55 | 70 | 94 | 94 | Wash plant systems | Renewal Costs (RC) | Services and equipment | Water supply and drainage above ground or inside basement |  | 3 | 05 | 050 | 000 | 3.05.050
Ss_55_70_94_94 | 55 | 70 | 94 | 94 | Wash plant systems | Maintenance Costs (MC) | Services and equipment | Water supply and drainage above ground or inside basement |  | 5 | 05 | 050 | 000 | 5.05.050
Ss_55_70_94_96 | 55 | 70 | 94 | 96 | Wheel washing systems | Construction Costs (CC) | Services and equipment | Water supply and drainage above ground or inside basement |  | 2 | 05 | 050 | 000 | 2.05.050
Ss_55_70_94_96 | 55 | 70 | 94 | 96 | Wheel washing systems | Renewal Costs (RC) | Services and equipment | Water supply and drainage above ground or inside basement |  | 3 | 05 | 050 | 000 | 3.05.050
Ss_55_70_94_96 | 55 | 70 | 94 | 96 | Wheel washing systems | Maintenance Costs (MC) | Services and equipment | Water supply and drainage above ground or inside basement |  | 5 | 05 | 050 | 000 | 5.05.050
Ss_55_70_95 | 55 | 70 | 95 |  | Water distribution network systems | Construction Costs (CC) | External and ancillary works | External services |  | 2 | 07 | 070 | 000 | 2.07.070
Ss_55_70_95 | 55 | 70 | 95 |  | Water distribution network systems | Renewal Costs (RC) | External and ancillary works | External services |  | 3 | 07 | 070 | 000 | 3.07.070
Ss_55_70_95 | 55 | 70 | 95 |  | Water distribution network systems | Maintenance Costs (MC) | External and ancillary works | External services |  | 5 | 07 | 070 | 000 | 5.07.070
Ss_55_70_95_50 | 55 | 70 | 95 | 50 | Mains water distribution network systems | Construction Costs (CC) | External and ancillary works | External services |  | 2 | 07 | 070 | 000 | 2.07.070
Ss_55_70_95_50 | 55 | 70 | 95 | 50 | Mains water distribution network systems | Renewal Costs (RC) | External and ancillary works | External services |  | 3 | 07 | 070 | 000 | 3.07.070
Ss_55_70_95_50 | 55 | 70 | 95 | 50 | Mains water distribution network systems | Maintenance Costs (MC) | External and ancillary works | External services |  | 5 | 07 | 070 | 000 | 5.07.070
Ss_55_70_95_66 | 55 | 70 | 95 | 66 | Private water distribution network systems | Construction Costs (CC) | External and ancillary works | External services |  | 2 | 07 | 070 | 000 | 2.07.070
Ss_55_70_95_66 | 55 | 70 | 95 | 66 | Private water distribution network systems | Renewal Costs (RC) | External and ancillary works | External services |  | 3 | 07 | 070 | 000 | 3.07.070
Ss_55_70_95_66 | 55 | 70 | 95 | 66 | Private water distribution network systems | Maintenance Costs (MC) | External and ancillary works | External services |  | 5 | 07 | 070 | 000 | 5.07.070
Ss_55_70_96 | 55 | 70 | 96 |  | Water feature systems | Construction Costs (CC) | Services and equipment | Fountains, pools and filtration plant |  | 2 | 05 | 160 | 000 | 2.05.160
Ss_55_70_96 | 55 | 70 | 96 |  | Water feature systems | Renewal Costs (RC) | Services and equipment | Fountains, pools and filtration plant |  | 3 | 05 | 160 | 000 | 3.05.160
Ss_55_70_96 | 55 | 70 | 96 |  | Water feature systems | Maintenance Costs (MC) | Services and equipment | Fountains, pools and filtration plant |  | 5 | 05 | 160 | 000 | 5.05.160
Ss_55_70_96_15 | 55 | 70 | 96 | 15 | Cascade and waterfall systems | Construction Costs (CC) | Services and equipment | Fountains, pools and filtration plant |  | 2 | 05 | 160 | 000 | 2.05.160
Ss_55_70_96_15 | 55 | 70 | 96 | 15 | Cascade and waterfall systems | Renewal Costs (RC) | Services and equipment | Fountains, pools and filtration plant |  | 3 | 05 | 160 | 000 | 3.05.160
Ss_55_70_96_15 | 55 | 70 | 96 | 15 | Cascade and waterfall systems | Maintenance Costs (MC) | Services and equipment | Fountains, pools and filtration plant |  | 5 | 05 | 160 | 000 | 5.05.160
Ss_55_70_96_31 | 55 | 70 | 96 | 31 | Fountain and jet systems | Construction Costs (CC) | Services and equipment | Fountains, pools and filtration plant |  | 2 | 05 | 160 | 000 | 2.05.160
Ss_55_70_96_31 | 55 | 70 | 96 | 31 | Fountain and jet systems | Renewal Costs (RC) | Services and equipment | Fountains, pools and filtration plant |  | 3 | 05 | 160 | 000 | 3.05.160
Ss_55_70_96_31 | 55 | 70 | 96 | 31 | Fountain and jet systems | Maintenance Costs (MC) | Services and equipment | Fountains, pools and filtration plant |  | 5 | 05 | 160 | 000 | 5.05.160
Ss_55_70_96_83 | 55 | 70 | 96 | 83 | Self-contained water feature systems | Construction Costs (CC) | Services and equipment | Fountains, pools and filtration plant |  | 2 | 05 | 160 | 000 | 2.05.160
Ss_55_70_96_83 | 55 | 70 | 96 | 83 | Self-contained water feature systems | Renewal Costs (RC) | Services and equipment | Fountains, pools and filtration plant |  | 3 | 05 | 160 | 000 | 3.05.160
Ss_55_70_96_83 | 55 | 70 | 96 | 83 | Self-contained water feature systems | Maintenance Costs (MC) | Services and equipment | Fountains, pools and filtration plant |  | 5 | 05 | 160 | 000 | 5.05.160
Ss_55_70_96_96 | 55 | 70 | 96 | 96 | Water play systems | Construction Costs (CC) | Services and equipment | Fountains, pools and filtration plant |  | 2 | 05 | 160 | 000 | 2.05.160
Ss_55_70_96_96 | 55 | 70 | 96 | 96 | Water play systems | Renewal Costs (RC) | Services and equipment | Fountains, pools and filtration plant |  | 3 | 05 | 160 | 000 | 3.05.160
Ss_55_70_96_96 | 55 | 70 | 96 | 96 | Water play systems | Maintenance Costs (MC) | Services and equipment | Fountains, pools and filtration plant |  | 5 | 05 | 160 | 000 | 5.05.160
Ss_55_70_97 | 55 | 70 | 97 |  | Water reclamation systems | Construction Costs (CC) | Services and equipment | Water supply and drainage above ground or inside basement |  | 2 | 05 | 050 | 000 | 2.05.050
Ss_55_70_97 | 55 | 70 | 97 |  | Water reclamation systems | Renewal Costs (RC) | Services and equipment | Water supply and drainage above ground or inside basement |  | 3 | 05 | 050 | 000 | 3.05.050
Ss_55_70_97 | 55 | 70 | 97 |  | Water reclamation systems | Maintenance Costs (MC) | Services and equipment | Water supply and drainage above ground or inside basement |  | 5 | 05 | 050 | 000 | 5.05.050
Ss_55_70_97_35 | 55 | 70 | 97 | 35 | Grey water reclamation systems | Construction Costs (CC) | Services and equipment | Water supply and drainage above ground or inside basement |  | 2 | 05 | 050 | 000 | 2.05.050
Ss_55_70_97_35 | 55 | 70 | 97 | 35 | Grey water reclamation systems | Renewal Costs (RC) | Services and equipment | Water supply and drainage above ground or inside basement |  | 3 | 05 | 050 | 000 | 3.05.050
Ss_55_70_97_35 | 55 | 70 | 97 | 35 | Grey water reclamation systems | Maintenance Costs (MC) | Services and equipment | Water supply and drainage above ground or inside basement |  | 5 | 05 | 050 | 000 | 5.05.050
Ss_55_70_97_70 | 55 | 70 | 97 | 70 | Rainwater reclamation systems | Construction Costs (CC) | Services and equipment | Water supply and drainage above ground or inside basement |  | 2 | 05 | 050 | 000 | 2.05.050
Ss_55_70_97_70 | 55 | 70 | 97 | 70 | Rainwater reclamation systems | Renewal Costs (RC) | Services and equipment | Water supply and drainage above ground or inside basement |  | 3 | 05 | 050 | 000 | 3.05.050
Ss_55_70_97_70 | 55 | 70 | 97 | 70 | Rainwater reclamation systems | Maintenance Costs (MC) | Services and equipment | Water supply and drainage above ground or inside basement |  | 5 | 05 | 050 | 000 | 5.05.050
Ss_55_70_98 | 55 | 70 | 98 |  | Water treatment systems | Construction Costs (CC) | Services and equipment | Water supply and drainage above ground or inside basement |  | 2 | 05 | 050 | 000 | 2.05.050
Ss_55_70_98 | 55 | 70 | 98 |  | Water treatment systems | Renewal Costs (RC) | Services and equipment | Water supply and drainage above ground or inside basement |  | 3 | 05 | 050 | 000 | 3.05.050
Ss_55_70_98 | 55 | 70 | 98 |  | Water treatment systems | Maintenance Costs (MC) | Services and equipment | Water supply and drainage above ground or inside basement |  | 5 | 05 | 050 | 000 | 5.05.050
Ss_55_70_98_08 | 55 | 70 | 98 | 08 | Bore water treatment systems | Construction Costs (CC) | Services and equipment | Water supply and drainage above ground or inside basement |  | 2 | 05 | 050 | 000 | 2.05.050
Ss_55_70_98_08 | 55 | 70 | 98 | 08 | Bore water treatment systems | Renewal Costs (RC) | Services and equipment | Water supply and drainage above ground or inside basement |  | 3 | 05 | 050 | 000 | 3.05.050
Ss_55_70_98_08 | 55 | 70 | 98 | 08 | Bore water treatment systems | Maintenance Costs (MC) | Services and equipment | Water supply and drainage above ground or inside basement |  | 5 | 05 | 050 | 000 | 5.05.050
Ss_55_70_98_85 | 55 | 70 | 98 | 85 | Swimming pool water treatment systems | Construction Costs (CC) | Services and equipment | Fountains, pools and filtration plant |  | 2 | 05 | 160 | 000 | 2.05.160
Ss_55_70_98_85 | 55 | 70 | 98 | 85 | Swimming pool water treatment systems | Renewal Costs (RC) | Services and equipment | Fountains, pools and filtration plant |  | 3 | 05 | 160 | 000 | 3.05.160
Ss_55_70_98_85 | 55 | 70 | 98 | 85 | Swimming pool water treatment systems | Maintenance Costs (MC) | Services and equipment | Fountains, pools and filtration plant |  | 5 | 05 | 160 | 000 | 5.05.160
Ss_55_70_98_92 | 55 | 70 | 98 | 92 | Ultrapure water treatment systems | Construction Costs (CC) | Services and equipment | Water supply and drainage above ground or inside basement |  | 2 | 05 | 050 | 000 | 2.05.050
Ss_55_70_98_92 | 55 | 70 | 98 | 92 | Ultrapure water treatment systems | Renewal Costs (RC) | Services and equipment | Water supply and drainage above ground or inside basement |  | 3 | 05 | 050 | 000 | 3.05.050
Ss_55_70_98_92 | 55 | 70 | 98 | 92 | Ultrapure water treatment systems | Maintenance Costs (MC) | Services and equipment | Water supply and drainage above ground or inside basement |  | 5 | 05 | 050 | 000 | 5.05.050
Ss_55_70_99 | 55 | 70 | 99 |  | Water management systems | Construction Costs (CC) | Services and equipment | Water supply and drainage above ground or inside basement |  | 2 | 05 | 050 | 000 | 2.05.050
Ss_55_70_99 | 55 | 70 | 99 |  | Water management systems | Renewal Costs (RC) | Services and equipment | Water supply and drainage above ground or inside basement |  | 3 | 05 | 050 | 000 | 3.05.050
Ss_55_70_99 | 55 | 70 | 99 |  | Water management systems | Maintenance Costs (MC) | Services and equipment | Water supply and drainage above ground or inside basement |  | 5 | 05 | 050 | 000 | 5.05.050
Ss_55_70_99_84 | 55 | 70 | 99 | 84 | Stoplog systems | Construction Costs (CC) | Services and equipment | Other specialist services |  | 2 | 05 | 250 | 000 | 2.05.250
Ss_55_70_99_84 | 55 | 70 | 99 | 84 | Stoplog systems | Renewal Costs (RC) | Services and equipment | Other specialist services |  | 3 | 05 | 250 | 000 | 3.05.250
Ss_55_70_99_84 | 55 | 70 | 99 | 84 | Stoplog systems | Maintenance Costs (MC) | Services and equipment | Other specialist services |  | 5 | 05 | 250 | 000 | 5.05.250
Ss_55_90 | 55 | 90 |  |  | Piped solids distribution and supply systems | Construction Costs (CC) | Services and equipment | Other specialist services |  | 2 | 05 | 250 | 000 | 2.05.250
Ss_55_90 | 55 | 90 |  |  | Piped solids distribution and supply systems | Renewal Costs (RC) | Services and equipment | Other specialist services |  | 3 | 05 | 250 | 000 | 3.05.250
Ss_55_90 | 55 | 90 |  |  | Piped solids distribution and supply systems | Maintenance Costs (MC) | Services and equipment | Other specialist services |  | 5 | 05 | 250 | 000 | 5.05.250
Ss_55_90_65 | 55 | 90 | 65 |  | Piped granule and powder supply systems | Construction Costs (CC) | Services and equipment | Other specialist services |  | 2 | 05 | 250 | 000 | 2.05.250
Ss_55_90_65 | 55 | 90 | 65 |  | Piped granule and powder supply systems | Renewal Costs (RC) | Services and equipment | Other specialist services |  | 3 | 05 | 250 | 000 | 3.05.250
Ss_55_90_65 | 55 | 90 | 65 |  | Piped granule and powder supply systems | Maintenance Costs (MC) | Services and equipment | Other specialist services |  | 5 | 05 | 250 | 000 | 5.05.250
Ss_55_95 | 55 | 95 |  |  | Temporary piped supply systems | Construction Costs (CC) | Services and equipment | Heating, ventilating and air-conditioning systems/air conditioners |  | 2 | 05 | 010 | 000 | 2.05.010
Ss_55_95 | 55 | 95 |  |  | Temporary piped supply systems | Renewal Costs (RC) | Services and equipment | Heating, ventilating and air-conditioning systems/air conditioners |  | 3 | 05 | 010 | 000 | 3.05.010
Ss_55_95 | 55 | 95 |  |  | Temporary piped supply systems | Maintenance Costs (MC) | Services and equipment | Heating, ventilating and air-conditioning systems/air conditioners |  | 5 | 05 | 010 | 000 | 5.05.010
Ss_60 | 60 |  |  |  | Heating, cooling and refrigeration systems | Construction Costs (CC) | Services and equipment | Heating, ventilating and air-conditioning systems/air conditioners |  | 2 | 05 | 010 | 000 | 2.05.010
Ss_60 | 60 |  |  |  | Heating, cooling and refrigeration systems | Renewal Costs (RC) | Services and equipment | Heating, ventilating and air-conditioning systems/air conditioners |  | 3 | 05 | 010 | 000 | 3.05.010
Ss_60 | 60 |  |  |  | Heating, cooling and refrigeration systems | Maintenance Costs (MC) | Services and equipment | Heating, ventilating and air-conditioning systems/air conditioners |  | 5 | 05 | 010 | 000 | 5.05.010
Ss_60_30 | 60 | 30 |  |  | Rail and paving heating systems See Civil Map | Construction Costs (CC) | Services and equipment |  |  | 2 | 05 | 000 | 000 | 2.05.000
Ss_60_30 | 60 | 30 |  |  | Rail and paving heating systems | Renewal Costs (RC) | Services and equipment |  |  | 3 | 05 | 000 | 000 | 3.05.000
Ss_60_30 | 60 | 30 |  |  | Rail and paving heating systems | Maintenance Costs (MC) | Services and equipment |  |  | 5 | 05 | 000 | 000 | 5.05.000
Ss_60_30_60 | 60 | 30 | 60 |  | Pavement heating systems | Construction Costs (CC) | Services and equipment |  |  | 2 | 05 | 000 | 000 | 2.05.000
Ss_60_30_60 | 60 | 30 | 60 |  | Pavement heating systems | Renewal Costs (RC) | Services and equipment |  |  | 3 | 05 | 000 | 000 | 3.05.000
Ss_60_30_60 | 60 | 30 | 60 |  | Pavement heating systems | Maintenance Costs (MC) | Services and equipment |  |  | 5 | 05 | 000 | 000 | 5.05.000
Ss_60_30_60_27 | 60 | 30 | 60 | 27 | Electric pavement heating systems | Construction Costs (CC) | Services and equipment |  |  | 2 | 05 | 000 | 000 | 2.05.000
Ss_60_30_60_27 | 60 | 30 | 60 | 27 | Electric pavement heating systems | Renewal Costs (RC) | Services and equipment |  |  | 3 | 05 | 000 | 000 | 3.05.000
Ss_60_30_60_27 | 60 | 30 | 60 | 27 | Electric pavement heating systems | Maintenance Costs (MC) | Services and equipment |  |  | 5 | 05 | 000 | 000 | 5.05.000
Ss_60_30_70 | 60 | 30 | 70 |  | Railway heating systems | Construction Costs (CC) | Services and equipment |  |  | 2 | 05 | 000 | 000 | 2.05.000
Ss_60_30_70 | 60 | 30 | 70 |  | Railway heating systems | Renewal Costs (RC) | Services and equipment |  |  | 3 | 05 | 000 | 000 | 3.05.000
Ss_60_30_70 | 60 | 30 | 70 |  | Railway heating systems | Maintenance Costs (MC) | Services and equipment |  |  | 5 | 05 | 000 | 000 | 5.05.000
Ss_60_30_70_65 | 60 | 30 | 70 | 65 | Points heating systems | Construction Costs (CC) | Services and equipment |  |  | 2 | 05 | 000 | 000 | 2.05.000
Ss_60_30_70_65 | 60 | 30 | 70 | 65 | Points heating systems | Renewal Costs (RC) | Services and equipment |  |  | 3 | 05 | 000 | 000 | 3.05.000
Ss_60_30_70_65 | 60 | 30 | 70 | 65 | Points heating systems | Maintenance Costs (MC) | Services and equipment |  |  | 5 | 05 | 000 | 000 | 5.05.000
Ss_60_30_75 | 60 | 30 | 75 |  | Runway heating systems | Construction Costs (CC) | Services and equipment |  |  | 2 | 05 | 000 | 000 | 2.05.000
Ss_60_30_75 | 60 | 30 | 75 |  | Runway heating systems | Renewal Costs (RC) | Services and equipment |  |  | 3 | 05 | 000 | 000 | 3.05.000
Ss_60_30_75 | 60 | 30 | 75 |  | Runway heating systems | Maintenance Costs (MC) | Services and equipment |  |  | 5 | 05 | 000 | 000 | 5.05.000
Ss_60_30_90 | 60 | 30 | 90 |  | Tramway heating systems | Construction Costs (CC) | Services and equipment |  |  | 2 | 05 | 000 | 000 | 2.05.000
Ss_60_30_90 | 60 | 30 | 90 |  | Tramway heating systems | Renewal Costs (RC) | Services and equipment |  |  | 3 | 05 | 000 | 000 | 3.05.000
Ss_60_30_90 | 60 | 30 | 90 |  | Tramway heating systems | Maintenance Costs (MC) | Services and equipment |  |  | 5 | 05 | 000 | 000 | 5.05.000
Ss_60_40 | 60 | 40 |  |  | Space heating and cooling systems | Construction Costs (CC) | Services and equipment | Heating, ventilating and air-conditioning systems/air conditioners |  | 2 | 05 | 010 | 000 | 2.05.010
Ss_60_40 | 60 | 40 |  |  | Space heating and cooling systems | Renewal Costs (RC) | Services and equipment | Heating, ventilating and air-conditioning systems/air conditioners |  | 3 | 05 | 010 | 000 | 3.05.010
Ss_60_40 | 60 | 40 |  |  | Space heating and cooling systems | Maintenance Costs (MC) | Services and equipment | Heating, ventilating and air-conditioning systems/air conditioners |  | 5 | 05 | 010 | 000 | 5.05.010
Ss_60_40_13 | 60 | 40 | 13 |  | Climatic ceiling and beam systems | Construction Costs (CC) | Services and equipment | Heating, ventilating and air-conditioning systems/air conditioners |  | 2 | 05 | 010 | 000 | 2.05.010
Ss_60_40_13 | 60 | 40 | 13 |  | Climatic ceiling and beam systems | Renewal Costs (RC) | Services and equipment | Heating, ventilating and air-conditioning systems/air conditioners |  | 3 | 05 | 010 | 000 | 3.05.010
Ss_60_40_13 | 60 | 40 | 13 |  | Climatic ceiling and beam systems | Maintenance Costs (MC) | Services and equipment | Heating, ventilating and air-conditioning systems/air conditioners |  | 5 | 05 | 010 | 000 | 5.05.010
Ss_60_40_13_13 | 60 | 40 | 13 | 13 | Climatic beam systems | Construction Costs (CC) | Services and equipment | Heating, ventilating and air-conditioning systems/air conditioners |  | 2 | 05 | 010 | 000 | 2.05.010
Ss_60_40_13_13 | 60 | 40 | 13 | 13 | Climatic beam systems | Renewal Costs (RC) | Services and equipment | Heating, ventilating and air-conditioning systems/air conditioners |  | 3 | 05 | 010 | 000 | 3.05.010
Ss_60_40_13_13 | 60 | 40 | 13 | 13 | Climatic beam systems | Maintenance Costs (MC) | Services and equipment | Heating, ventilating and air-conditioning systems/air conditioners |  | 5 | 05 | 010 | 000 | 5.05.010
Ss_60_40_13_14 | 60 | 40 | 13 | 14 | Climatic ceiling systems | Construction Costs (CC) | Services and equipment | Heating, ventilating and air-conditioning systems/air conditioners |  | 2 | 05 | 010 | 000 | 2.05.010
Ss_60_40_13_14 | 60 | 40 | 13 | 14 | Climatic ceiling systems | Renewal Costs (RC) | Services and equipment | Heating, ventilating and air-conditioning systems/air conditioners |  | 3 | 05 | 010 | 000 | 3.05.010
Ss_60_40_13_14 | 60 | 40 | 13 | 14 | Climatic ceiling systems | Maintenance Costs (MC) | Services and equipment | Heating, ventilating and air-conditioning systems/air conditioners |  | 5 | 05 | 010 | 000 | 5.05.010
Ss_60_40_15 | 60 | 40 | 15 |  | Combined heating, cooling and power systems | Construction Costs (CC) | Services and equipment | Heating, ventilating and air-conditioning systems/air conditioners |  | 2 | 05 | 010 | 000 | 2.05.010
Ss_60_40_15 | 60 | 40 | 15 |  | Combined heating, cooling and power systems | Renewal Costs (RC) | Services and equipment | Heating, ventilating and air-conditioning systems/air conditioners |  | 3 | 05 | 010 | 000 | 3.05.010
Ss_60_40_15 | 60 | 40 | 15 |  | Combined heating, cooling and power systems | Maintenance Costs (MC) | Services and equipment | Heating, ventilating and air-conditioning systems/air conditioners |  | 5 | 05 | 010 | 000 | 5.05.010
Ss_60_40_15_40 | 60 | 40 | 15 | 40 | Combined heat and power systems | Construction Costs (CC) | Services and equipment | Heating, ventilating and air-conditioning systems/air conditioners |  | 2 | 05 | 010 | 000 | 2.05.010
Ss_60_40_15_40 | 60 | 40 | 15 | 40 | Combined heat and power systems | Renewal Costs (RC) | Services and equipment | Heating, ventilating and air-conditioning systems/air conditioners |  | 3 | 05 | 010 | 000 | 3.05.010
Ss_60_40_15_40 | 60 | 40 | 15 | 40 | Combined heat and power systems | Maintenance Costs (MC) | Services and equipment | Heating, ventilating and air-conditioning systems/air conditioners |  | 5 | 05 | 010 | 000 | 5.05.010
Ss_60_40_15_90 | 60 | 40 | 15 | 90 | Combined underfloor heating and cooling systems | Construction Costs (CC) | Services and equipment | Heating, ventilating and air-conditioning systems/air conditioners |  | 2 | 05 | 010 | 000 | 2.05.010
Ss_60_40_15_90 | 60 | 40 | 15 | 90 | Combined underfloor heating and cooling systems | Renewal Costs (RC) | Services and equipment | Heating, ventilating and air-conditioning systems/air conditioners |  | 3 | 05 | 010 | 000 | 3.05.010
Ss_60_40_15_90 | 60 | 40 | 15 | 90 | Combined underfloor heating and cooling systems | Maintenance Costs (MC) | Services and equipment | Heating, ventilating and air-conditioning systems/air conditioners |  | 5 | 05 | 010 | 000 | 5.05.010
Ss_60_40_17 | 60 | 40 | 17 |  | Cooling systems | Construction Costs (CC) | Services and equipment | Heating, ventilating and air-conditioning systems/air conditioners |  | 2 | 05 | 010 | 000 | 2.05.010
Ss_60_40_17 | 60 | 40 | 17 |  | Cooling systems | Renewal Costs (RC) | Services and equipment | Heating, ventilating and air-conditioning systems/air conditioners |  | 3 | 05 | 010 | 000 | 3.05.010
Ss_60_40_17 | 60 | 40 | 17 |  | Cooling systems | Maintenance Costs (MC) | Services and equipment | Heating, ventilating and air-conditioning systems/air conditioners |  | 5 | 05 | 010 | 000 | 5.05.010
Ss_60_40_17_12 | 60 | 40 | 17 | 12 | Chilled water systems | Construction Costs (CC) | Services and equipment | Heating, ventilating and air-conditioning systems/air conditioners |  | 2 | 05 | 010 | 000 | 2.05.010
Ss_60_40_17_12 | 60 | 40 | 17 | 12 | Chilled water systems | Renewal Costs (RC) | Services and equipment | Heating, ventilating and air-conditioning systems/air conditioners |  | 3 | 05 | 010 | 000 | 3.05.010
Ss_60_40_17_12 | 60 | 40 | 17 | 12 | Chilled water systems | Maintenance Costs (MC) | Services and equipment | Heating, ventilating and air-conditioning systems/air conditioners |  | 5 | 05 | 010 | 000 | 5.05.010
Ss_60_40_17_21 | 60 | 40 | 17 | 21 | District cooling systems | Construction Costs (CC) | Services and equipment | Heating, ventilating and air-conditioning systems/air conditioners |  | 2 | 05 | 010 | 000 | 2.05.010
Ss_60_40_17_21 | 60 | 40 | 17 | 21 | District cooling systems | Renewal Costs (RC) | Services and equipment | Heating, ventilating and air-conditioning systems/air conditioners |  | 3 | 05 | 010 | 000 | 3.05.010
Ss_60_40_17_21 | 60 | 40 | 17 | 21 | District cooling systems | Maintenance Costs (MC) | Services and equipment | Heating, ventilating and air-conditioning systems/air conditioners |  | 5 | 05 | 010 | 000 | 5.05.010
Ss_60_40_17_71 | 60 | 40 | 17 | 71 | Refrigerant cooling systems | Construction Costs (CC) | Services and equipment | Heating, ventilating and air-conditioning systems/air conditioners |  | 2 | 05 | 010 | 000 | 2.05.010
Ss_60_40_17_71 | 60 | 40 | 17 | 71 | Refrigerant cooling systems | Renewal Costs (RC) | Services and equipment | Heating, ventilating and air-conditioning systems/air conditioners |  | 3 | 05 | 010 | 000 | 3.05.010
Ss_60_40_17_71 | 60 | 40 | 17 | 71 | Refrigerant cooling systems | Maintenance Costs (MC) | Services and equipment | Heating, ventilating and air-conditioning systems/air conditioners |  | 5 | 05 | 010 | 000 | 5.05.010
Ss_60_40_17_92 | 60 | 40 | 17 | 92 | Underfloor chilled water systems | Construction Costs (CC) | Services and equipment | Heating, ventilating and air-conditioning systems/air conditioners |  | 2 | 05 | 010 | 000 | 2.05.010
Ss_60_40_17_92 | 60 | 40 | 17 | 92 | Underfloor chilled water systems | Renewal Costs (RC) | Services and equipment | Heating, ventilating and air-conditioning systems/air conditioners |  | 3 | 05 | 010 | 000 | 3.05.010
Ss_60_40_17_92 | 60 | 40 | 17 | 92 | Underfloor chilled water systems | Maintenance Costs (MC) | Services and equipment | Heating, ventilating and air-conditioning systems/air conditioners |  | 5 | 05 | 010 | 000 | 5.05.010
Ss_60_40_17_94 | 60 | 40 | 17 | 94 | Variable refrigerant flow systems | Construction Costs (CC) | Services and equipment | Heating, ventilating and air-conditioning systems/air conditioners |  | 2 | 05 | 010 | 000 | 2.05.010
Ss_60_40_17_94 | 60 | 40 | 17 | 94 | Variable refrigerant flow systems | Renewal Costs (RC) | Services and equipment | Heating, ventilating and air-conditioning systems/air conditioners |  | 3 | 05 | 010 | 000 | 3.05.010
Ss_60_40_17_94 | 60 | 40 | 17 | 94 | Variable refrigerant flow systems | Maintenance Costs (MC) | Services and equipment | Heating, ventilating and air-conditioning systems/air conditioners |  | 5 | 05 | 010 | 000 | 5.05.010
Ss_60_40_17_96 | 60 | 40 | 17 | 96 | Water cooling systems | Construction Costs (CC) | Services and equipment | Heating, ventilating and air-conditioning systems/air conditioners |  | 2 | 05 | 010 | 000 | 2.05.010
Ss_60_40_17_96 | 60 | 40 | 17 | 96 | Water cooling systems | Renewal Costs (RC) | Services and equipment | Heating, ventilating and air-conditioning systems/air conditioners |  | 3 | 05 | 010 | 000 | 3.05.010
Ss_60_40_17_96 | 60 | 40 | 17 | 96 | Water cooling systems | Maintenance Costs (MC) | Services and equipment | Heating, ventilating and air-conditioning systems/air conditioners |  | 5 | 05 | 010 | 000 | 5.05.010
Ss_60_40_36 | 60 | 40 | 36 |  | Heat pump systems | Construction Costs (CC) | Services and equipment | Heating, ventilating and air-conditioning systems/air conditioners |  | 2 | 05 | 010 | 000 | 2.05.010
Ss_60_40_36 | 60 | 40 | 36 |  | Heat pump systems | Renewal Costs (RC) | Services and equipment | Heating, ventilating and air-conditioning systems/air conditioners |  | 3 | 05 | 010 | 000 | 3.05.010
Ss_60_40_36 | 60 | 40 | 36 |  | Heat pump systems | Maintenance Costs (MC) | Services and equipment | Heating, ventilating and air-conditioning systems/air conditioners |  | 5 | 05 | 010 | 000 | 5.05.010
Ss_60_40_36_05 | 60 | 40 | 36 | 05 | Air source heat pump systems | Construction Costs (CC) | Services and equipment | Heating, ventilating and air-conditioning systems/air conditioners |  | 2 | 05 | 010 | 000 | 2.05.010
Ss_60_40_36_05 | 60 | 40 | 36 | 05 | Air source heat pump systems | Renewal Costs (RC) | Services and equipment | Heating, ventilating and air-conditioning systems/air conditioners |  | 3 | 05 | 010 | 000 | 3.05.010
Ss_60_40_36_05 | 60 | 40 | 36 | 05 | Air source heat pump systems | Maintenance Costs (MC) | Services and equipment | Heating, ventilating and air-conditioning systems/air conditioners |  | 5 | 05 | 010 | 000 | 5.05.010
Ss_60_40_36_35 | 60 | 40 | 36 | 35 | Ground source heat pump systems | Construction Costs (CC) | Services and equipment | Heating, ventilating and air-conditioning systems/air conditioners |  | 2 | 05 | 010 | 000 | 2.05.010
Ss_60_40_36_35 | 60 | 40 | 36 | 35 | Ground source heat pump systems | Renewal Costs (RC) | Services and equipment | Heating, ventilating and air-conditioning systems/air conditioners |  | 3 | 05 | 010 | 000 | 3.05.010
Ss_60_40_36_35 | 60 | 40 | 36 | 35 | Ground source heat pump systems | Maintenance Costs (MC) | Services and equipment | Heating, ventilating and air-conditioning systems/air conditioners |  | 5 | 05 | 010 | 000 | 5.05.010
Ss_60_40_36_96 | 60 | 40 | 36 | 96 | Water source heat pump systems | Construction Costs (CC) | Services and equipment | Heating, ventilating and air-conditioning systems/air conditioners |  | 2 | 05 | 010 | 000 | 2.05.010
Ss_60_40_36_96 | 60 | 40 | 36 | 96 | Water source heat pump systems | Renewal Costs (RC) | Services and equipment | Heating, ventilating and air-conditioning systems/air conditioners |  | 3 | 05 | 010 | 000 | 3.05.010
Ss_60_40_36_96 | 60 | 40 | 36 | 96 | Water source heat pump systems | Maintenance Costs (MC) | Services and equipment | Heating, ventilating and air-conditioning systems/air conditioners |  | 5 | 05 | 010 | 000 | 5.05.010
Ss_60_40_37 | 60 | 40 | 37 |  | Heating systems | Construction Costs (CC) | Services and equipment | Heating, ventilating and air-conditioning systems/air conditioners |  | 2 | 05 | 010 | 000 | 2.05.010
Ss_60_40_37 | 60 | 40 | 37 |  | Heating systems | Renewal Costs (RC) | Services and equipment | Heating, ventilating and air-conditioning systems/air conditioners |  | 3 | 05 | 010 | 000 | 3.05.010
Ss_60_40_37 | 60 | 40 | 37 |  | Heating systems | Maintenance Costs (MC) | Services and equipment | Heating, ventilating and air-conditioning systems/air conditioners |  | 5 | 05 | 010 | 000 | 5.05.010
Ss_60_40_37_21 | 60 | 40 | 37 | 21 | Direct gas fired heating systems | Construction Costs (CC) | Services and equipment | Heating, ventilating and air-conditioning systems/air conditioners |  | 2 | 05 | 010 | 000 | 2.05.010
Ss_60_40_37_21 | 60 | 40 | 37 | 21 | Direct gas fired heating systems | Renewal Costs (RC) | Services and equipment | Heating, ventilating and air-conditioning systems/air conditioners |  | 3 | 05 | 010 | 000 | 3.05.010
Ss_60_40_37_21 | 60 | 40 | 37 | 21 | Direct gas fired heating systems | Maintenance Costs (MC) | Services and equipment | Heating, ventilating and air-conditioning systems/air conditioners |  | 5 | 05 | 010 | 000 | 5.05.010
Ss_60_40_37_22 | 60 | 40 | 37 | 22 | District heating systems | Construction Costs (CC) | Services and equipment | Heating, ventilating and air-conditioning systems/air conditioners |  | 2 | 05 | 010 | 000 | 2.05.010
Ss_60_40_37_22 | 60 | 40 | 37 | 22 | District heating systems | Renewal Costs (RC) | Services and equipment | Heating, ventilating and air-conditioning systems/air conditioners |  | 3 | 05 | 010 | 000 | 3.05.010
Ss_60_40_37_22 | 60 | 40 | 37 | 22 | District heating systems | Maintenance Costs (MC) | Services and equipment | Heating, ventilating and air-conditioning systems/air conditioners |  | 5 | 05 | 010 | 000 | 5.05.010
Ss_60_40_37_26 | 60 | 40 | 37 | 26 | Electric heating systems | Construction Costs (CC) | Services and equipment | Heating, ventilating and air-conditioning systems/air conditioners |  | 2 | 05 | 010 | 000 | 2.05.010
Ss_60_40_37_26 | 60 | 40 | 37 | 26 | Electric heating systems | Renewal Costs (RC) | Services and equipment | Heating, ventilating and air-conditioning systems/air conditioners |  | 3 | 05 | 010 | 000 | 3.05.010
Ss_60_40_37_26 | 60 | 40 | 37 | 26 | Electric heating systems | Maintenance Costs (MC) | Services and equipment | Heating, ventilating and air-conditioning systems/air conditioners |  | 5 | 05 | 010 | 000 | 5.05.010
Ss_60_40_37_27 | 60 | 40 | 37 | 27 | Electric underfloor heating systems | Construction Costs (CC) | Services and equipment | Heating, ventilating and air-conditioning systems/air conditioners |  | 2 | 05 | 010 | 000 | 2.05.010
Ss_60_40_37_27 | 60 | 40 | 37 | 27 | Electric underfloor heating systems | Renewal Costs (RC) | Services and equipment | Heating, ventilating and air-conditioning systems/air conditioners |  | 3 | 05 | 010 | 000 | 3.05.010
Ss_60_40_37_27 | 60 | 40 | 37 | 27 | Electric underfloor heating systems | Maintenance Costs (MC) | Services and equipment | Heating, ventilating and air-conditioning systems/air conditioners |  | 5 | 05 | 010 | 000 | 5.05.010
Ss_60_40_37_28 | 60 | 40 | 37 | 28 | Electrical resistance trace heating systems | Construction Costs (CC) | Services and equipment | Heating, ventilating and air-conditioning systems/air conditioners |  | 2 | 05 | 010 | 000 | 2.05.010
Ss_60_40_37_28 | 60 | 40 | 37 | 28 | Electrical resistance trace heating systems | Renewal Costs (RC) | Services and equipment | Heating, ventilating and air-conditioning systems/air conditioners |  | 3 | 05 | 010 | 000 | 3.05.010
Ss_60_40_37_28 | 60 | 40 | 37 | 28 | Electrical resistance trace heating systems | Maintenance Costs (MC) | Services and equipment | Heating, ventilating and air-conditioning systems/air conditioners |  | 5 | 05 | 010 | 000 | 5.05.010
Ss_60_40_37_48 | 60 | 40 | 37 | 48 | Low temperature hot water heating systems | Construction Costs (CC) | Services and equipment | Heating, ventilating and air-conditioning systems/air conditioners |  | 2 | 05 | 010 | 000 | 2.05.010
Ss_60_40_37_48 | 60 | 40 | 37 | 48 | Low temperature hot water heating systems | Renewal Costs (RC) | Services and equipment | Heating, ventilating and air-conditioning systems/air conditioners |  | 3 | 05 | 010 | 000 | 3.05.010
Ss_60_40_37_48 | 60 | 40 | 37 | 48 | Low temperature hot water heating systems | Maintenance Costs (MC) | Services and equipment | Heating, ventilating and air-conditioning systems/air conditioners |  | 5 | 05 | 010 | 000 | 5.05.010
Ss_60_40_37_51 | 60 | 40 | 37 | 51 | Medium temperature hot water heating systems | Construction Costs (CC) | Services and equipment | Heating, ventilating and air-conditioning systems/air conditioners |  | 2 | 05 | 010 | 000 | 2.05.010
Ss_60_40_37_51 | 60 | 40 | 37 | 51 | Medium temperature hot water heating systems | Renewal Costs (RC) | Services and equipment | Heating, ventilating and air-conditioning systems/air conditioners |  | 3 | 05 | 010 | 000 | 3.05.010
Ss_60_40_37_51 | 60 | 40 | 37 | 51 | Medium temperature hot water heating systems | Maintenance Costs (MC) | Services and equipment | Heating, ventilating and air-conditioning systems/air conditioners |  | 5 | 05 | 010 | 000 | 5.05.010
Ss_60_40_37_81 | 60 | 40 | 37 | 81 | Solar heating systems | Construction Costs (CC) | Services and equipment | Heating, ventilating and air-conditioning systems/air conditioners |  | 2 | 05 | 010 | 000 | 2.05.010
Ss_60_40_37_81 | 60 | 40 | 37 | 81 | Solar heating systems | Renewal Costs (RC) | Services and equipment | Heating, ventilating and air-conditioning systems/air conditioners |  | 3 | 05 | 010 | 000 | 3.05.010
Ss_60_40_37_81 | 60 | 40 | 37 | 81 | Solar heating systems | Maintenance Costs (MC) | Services and equipment | Heating, ventilating and air-conditioning systems/air conditioners |  | 5 | 05 | 010 | 000 | 5.05.010
Ss_60_40_37_85 | 60 | 40 | 37 | 85 | Steam heating systems | Construction Costs (CC) | Services and equipment | Heating, ventilating and air-conditioning systems/air conditioners |  | 2 | 05 | 010 | 000 | 2.05.010
Ss_60_40_37_85 | 60 | 40 | 37 | 85 | Steam heating systems | Renewal Costs (RC) | Services and equipment | Heating, ventilating and air-conditioning systems/air conditioners |  | 3 | 05 | 010 | 000 | 3.05.010
Ss_60_40_37_85 | 60 | 40 | 37 | 85 | Steam heating systems | Maintenance Costs (MC) | Services and equipment | Heating, ventilating and air-conditioning systems/air conditioners |  | 5 | 05 | 010 | 000 | 5.05.010
Ss_60_40_37_94 | 60 | 40 | 37 | 94 | Underfloor low temperature hot water heating systems | Construction Costs (CC) | Services and equipment | Heating, ventilating and air-conditioning systems/air conditioners |  | 2 | 05 | 010 | 000 | 2.05.010
Ss_60_40_37_94 | 60 | 40 | 37 | 94 | Underfloor low temperature hot water heating systems | Renewal Costs (RC) | Services and equipment | Heating, ventilating and air-conditioning systems/air conditioners |  | 3 | 05 | 010 | 000 | 3.05.010
Ss_60_40_37_94 | 60 | 40 | 37 | 94 | Underfloor low temperature hot water heating systems | Maintenance Costs (MC) | Services and equipment | Heating, ventilating and air-conditioning systems/air conditioners |  | 5 | 05 | 010 | 000 | 5.05.010
Ss_60_40_84 | 60 | 40 | 84 |  | Space heating and cooling distribution network systems | Construction Costs (CC) | Services and equipment | Heating, ventilating and air-conditioning systems/air conditioners |  | 2 | 05 | 010 | 000 | 2.05.010
Ss_60_40_84 | 60 | 40 | 84 |  | Space heating and cooling distribution network systems | Renewal Costs (RC) | Services and equipment | Heating, ventilating and air-conditioning systems/air conditioners |  | 3 | 05 | 010 | 000 | 3.05.010
Ss_60_40_84 | 60 | 40 | 84 |  | Space heating and cooling distribution network systems | Maintenance Costs (MC) | Services and equipment | Heating, ventilating and air-conditioning systems/air conditioners |  | 5 | 05 | 010 | 000 | 5.05.010
Ss_60_40_84_21 | 60 | 40 | 84 | 21 | District cooling distribution network systems | Construction Costs (CC) | Services and equipment | Heating, ventilating and air-conditioning systems/air conditioners |  | 2 | 05 | 010 | 000 | 2.05.010
Ss_60_40_84_21 | 60 | 40 | 84 | 21 | District cooling distribution network systems | Renewal Costs (RC) | Services and equipment | Heating, ventilating and air-conditioning systems/air conditioners |  | 3 | 05 | 010 | 000 | 3.05.010
Ss_60_40_84_21 | 60 | 40 | 84 | 21 | District cooling distribution network systems | Maintenance Costs (MC) | Services and equipment | Heating, ventilating and air-conditioning systems/air conditioners |  | 5 | 05 | 010 | 000 | 5.05.010
Ss_60_40_84_22 | 60 | 40 | 84 | 22 | District heating distribution network systems | Construction Costs (CC) | Services and equipment | Heating, ventilating and air-conditioning systems/air conditioners |  | 2 | 05 | 010 | 000 | 2.05.010
Ss_60_40_84_22 | 60 | 40 | 84 | 22 | District heating distribution network systems | Renewal Costs (RC) | Services and equipment | Heating, ventilating and air-conditioning systems/air conditioners |  | 3 | 05 | 010 | 000 | 3.05.010
Ss_60_40_84_22 | 60 | 40 | 84 | 22 | District heating distribution network systems | Maintenance Costs (MC) | Services and equipment | Heating, ventilating and air-conditioning systems/air conditioners |  | 5 | 05 | 010 | 000 | 5.05.010
Ss_60_60 | 60 | 60 |  |  | Refrigeration systems | Construction Costs (CC) | Services and equipment | Heating, ventilating and air-conditioning systems/air conditioners |  | 2 | 05 | 010 | 000 | 2.05.010
Ss_60_60 | 60 | 60 |  |  | Refrigeration systems | Renewal Costs (RC) | Services and equipment | Heating, ventilating and air-conditioning systems/air conditioners |  | 3 | 05 | 010 | 000 | 3.05.010
Ss_60_60 | 60 | 60 |  |  | Refrigeration systems | Maintenance Costs (MC) | Services and equipment | Heating, ventilating and air-conditioning systems/air conditioners |  | 5 | 05 | 010 | 000 | 5.05.010
Ss_60_60_15 | 60 | 60 | 15 |  | Cold room systems | Construction Costs (CC) | Services and equipment | Heating, ventilating and air-conditioning systems/air conditioners |  | 2 | 05 | 010 | 000 | 2.05.010
Ss_60_60_15 | 60 | 60 | 15 |  | Cold room systems | Renewal Costs (RC) | Services and equipment | Heating, ventilating and air-conditioning systems/air conditioners |  | 3 | 05 | 010 | 000 | 3.05.010
Ss_60_60_15 | 60 | 60 | 15 |  | Cold room systems | Maintenance Costs (MC) | Services and equipment | Heating, ventilating and air-conditioning systems/air conditioners |  | 5 | 05 | 010 | 000 | 5.05.010
Ss_60_60_15_10 | 60 | 60 | 15 | 10 | Catering cold room systems | Construction Costs (CC) | Services and equipment | Heating, ventilating and air-conditioning systems/air conditioners |  | 2 | 05 | 010 | 000 | 2.05.010
Ss_60_60_15_10 | 60 | 60 | 15 | 10 | Catering cold room systems | Renewal Costs (RC) | Services and equipment | Heating, ventilating and air-conditioning systems/air conditioners |  | 3 | 05 | 010 | 000 | 3.05.010
Ss_60_60_15_10 | 60 | 60 | 15 | 10 | Catering cold room systems | Maintenance Costs (MC) | Services and equipment | Heating, ventilating and air-conditioning systems/air conditioners |  | 5 | 05 | 010 | 000 | 5.05.010
Ss_60_60_15_50 | 60 | 60 | 15 | 50 | Mortuary cold room systems | Construction Costs (CC) | Services and equipment | Heating, ventilating and air-conditioning systems/air conditioners |  | 2 | 05 | 010 | 000 | 2.05.010
Ss_60_60_15_50 | 60 | 60 | 15 | 50 | Mortuary cold room systems | Renewal Costs (RC) | Services and equipment | Heating, ventilating and air-conditioning systems/air conditioners |  | 3 | 05 | 010 | 000 | 3.05.010
Ss_60_60_15_50 | 60 | 60 | 15 | 50 | Mortuary cold room systems | Maintenance Costs (MC) | Services and equipment | Heating, ventilating and air-conditioning systems/air conditioners |  | 5 | 05 | 010 | 000 | 5.05.010
Ss_60_60_17 | 60 | 60 | 17 |  | Cold storage systems | Construction Costs (CC) | Services and equipment | Heating, ventilating and air-conditioning systems/air conditioners |  | 2 | 05 | 010 | 000 | 2.05.010
Ss_60_60_17 | 60 | 60 | 17 |  | Cold storage systems | Renewal Costs (RC) | Services and equipment | Heating, ventilating and air-conditioning systems/air conditioners |  | 3 | 05 | 010 | 000 | 3.05.010
Ss_60_60_17 | 60 | 60 | 17 |  | Cold storage systems | Maintenance Costs (MC) | Services and equipment | Heating, ventilating and air-conditioning systems/air conditioners |  | 5 | 05 | 010 | 000 | 5.05.010
Ss_60_60_70 | 60 | 60 | 70 |  | Refrigerant systems | Construction Costs (CC) | Services and equipment | Heating, ventilating and air-conditioning systems/air conditioners |  | 2 | 05 | 010 | 000 | 2.05.010
Ss_60_60_70 | 60 | 60 | 70 |  | Refrigerant systems | Renewal Costs (RC) | Services and equipment | Heating, ventilating and air-conditioning systems/air conditioners |  | 3 | 05 | 010 | 000 | 3.05.010
Ss_60_60_70 | 60 | 60 | 70 |  | Refrigerant systems | Maintenance Costs (MC) | Services and equipment | Heating, ventilating and air-conditioning systems/air conditioners |  | 5 | 05 | 010 | 000 | 5.05.010
Ss_60_60_70_15 | 60 | 60 | 70 | 15 | Refrigerant charging systems | Construction Costs (CC) | Services and equipment | Heating, ventilating and air-conditioning systems/air conditioners |  | 2 | 05 | 010 | 000 | 2.05.010
Ss_60_60_70_15 | 60 | 60 | 70 | 15 | Refrigerant charging systems | Renewal Costs (RC) | Services and equipment | Heating, ventilating and air-conditioning systems/air conditioners |  | 3 | 05 | 010 | 000 | 3.05.010
Ss_60_60_70_15 | 60 | 60 | 70 | 15 | Refrigerant charging systems | Maintenance Costs (MC) | Services and equipment | Heating, ventilating and air-conditioning systems/air conditioners |  | 5 | 05 | 010 | 000 | 5.05.010
Ss_60_60_70_70 | 60 | 60 | 70 | 70 | Refrigerant recovery systems | Construction Costs (CC) | Services and equipment | Heating, ventilating and air-conditioning systems/air conditioners |  | 2 | 05 | 010 | 000 | 2.05.010
Ss_60_60_70_70 | 60 | 60 | 70 | 70 | Refrigerant recovery systems | Renewal Costs (RC) | Services and equipment | Heating, ventilating and air-conditioning systems/air conditioners |  | 3 | 05 | 010 | 000 | 3.05.010
Ss_60_60_70_70 | 60 | 60 | 70 | 70 | Refrigerant recovery systems | Maintenance Costs (MC) | Services and equipment | Heating, ventilating and air-conditioning systems/air conditioners |  | 5 | 05 | 010 | 000 | 5.05.010
Ss_60_80 | 60 | 80 |  |  | Drying systems | Construction Costs (CC) | Services and equipment | Heating, ventilating and air-conditioning systems/air conditioners |  | 2 | 05 | 010 | 000 | 2.05.010
Ss_60_80 | 60 | 80 |  |  | Drying systems | Renewal Costs (RC) | Services and equipment | Heating, ventilating and air-conditioning systems/air conditioners |  | 3 | 05 | 010 | 000 | 3.05.010
Ss_60_80 | 60 | 80 |  |  | Drying systems | Maintenance Costs (MC) | Services and equipment | Heating, ventilating and air-conditioning systems/air conditioners |  | 5 | 05 | 010 | 000 | 5.05.010
Ss_60_80_08 | 60 | 80 | 08 |  | Bottle and can drying systems | Construction Costs (CC) | Services and equipment | Heating, ventilating and air-conditioning systems/air conditioners |  | 2 | 05 | 010 | 000 | 2.05.010
Ss_60_80_08 | 60 | 80 | 08 |  | Bottle and can drying systems | Renewal Costs (RC) | Services and equipment | Heating, ventilating and air-conditioning systems/air conditioners |  | 3 | 05 | 010 | 000 | 3.05.010
Ss_60_80_08 | 60 | 80 | 08 |  | Bottle and can drying systems | Maintenance Costs (MC) | Services and equipment | Heating, ventilating and air-conditioning systems/air conditioners |  | 5 | 05 | 010 | 000 | 5.05.010
Ss_60_95 | 60 | 95 |  |  | Temporary heating, cooling and refrigeration systems | Construction Costs (CC) | Preliminaries ¦ Constructors’ site overheads ¦ general requirements | Other temporary facilities and services |  | 2 | 08 | 060 | 000 | 2.08.060
Ss_60_95 | 60 | 95 |  |  | Temporary heating, cooling and refrigeration systems | Renewal Costs (RC) | Preliminaries ¦ Constructors’ site overheads ¦ general requirements | Other temporary facilities and services |  | 3 | 08 | 060 | 000 | 3.08.060
Ss_60_95 | 60 | 95 |  |  | Temporary heating, cooling and refrigeration systems | Maintenance Costs (MC) | Preliminaries ¦ Constructors’ site overheads ¦ general requirements | Other temporary facilities and services |  | 5 | 08 | 060 | 000 | 5.08.060
Ss_65 | 65 |  |  |  | Ventilation and air conditioning systems | Construction Costs (CC) | Services and equipment | Heating, ventilating and air-conditioning systems/air conditioners |  | 2 | 05 | 010 | 000 | 2.05.010
Ss_65 | 65 |  |  |  | Ventilation and air conditioning systems | Renewal Costs (RC) | Services and equipment | Heating, ventilating and air-conditioning systems/air conditioners |  | 3 | 05 | 010 | 000 | 3.05.010
Ss_65 | 65 |  |  |  | Ventilation and air conditioning systems | Maintenance Costs (MC) | Services and equipment | Heating, ventilating and air-conditioning systems/air conditioners |  | 5 | 05 | 010 | 000 | 5.05.010
Ss_65_40 | 65 | 40 |  |  | Ventilation systems | Construction Costs (CC) | Services and equipment | Heating, ventilating and air-conditioning systems/air conditioners |  | 2 | 05 | 010 | 000 | 2.05.010
Ss_65_40 | 65 | 40 |  |  | Ventilation systems | Renewal Costs (RC) | Services and equipment | Heating, ventilating and air-conditioning systems/air conditioners |  | 3 | 05 | 010 | 000 | 3.05.010
Ss_65_40 | 65 | 40 |  |  | Ventilation systems | Maintenance Costs (MC) | Services and equipment | Heating, ventilating and air-conditioning systems/air conditioners |  | 5 | 05 | 010 | 000 | 5.05.010
Ss_65_40_25 | 65 | 40 | 25 |  | Dust extract systems | Construction Costs (CC) | Services and equipment | Heating, ventilating and air-conditioning systems/air conditioners |  | 2 | 05 | 010 | 000 | 2.05.010
Ss_65_40_25 | 65 | 40 | 25 |  | Dust extract systems | Renewal Costs (RC) | Services and equipment | Heating, ventilating and air-conditioning systems/air conditioners |  | 3 | 05 | 010 | 000 | 3.05.010
Ss_65_40_25 | 65 | 40 | 25 |  | Dust extract systems | Maintenance Costs (MC) | Services and equipment | Heating, ventilating and air-conditioning systems/air conditioners |  | 5 | 05 | 010 | 000 | 5.05.010
Ss_65_40_32 | 65 | 40 | 32 |  | Fume extract systems | Construction Costs (CC) | Services and equipment | Heating, ventilating and air-conditioning systems/air conditioners |  | 2 | 05 | 010 | 000 | 2.05.010
Ss_65_40_32 | 65 | 40 | 32 |  | Fume extract systems | Renewal Costs (RC) | Services and equipment | Heating, ventilating and air-conditioning systems/air conditioners |  | 3 | 05 | 010 | 000 | 3.05.010
Ss_65_40_32 | 65 | 40 | 32 |  | Fume extract systems | Maintenance Costs (MC) | Services and equipment | Heating, ventilating and air-conditioning systems/air conditioners |  | 5 | 05 | 010 | 000 | 5.05.010
Ss_65_40_32_32 | 65 | 40 | 32 | 32 | Fume cupboard extract systems | Construction Costs (CC) | Services and equipment | Heating, ventilating and air-conditioning systems/air conditioners |  | 2 | 05 | 010 | 000 | 2.05.010
Ss_65_40_32_32 | 65 | 40 | 32 | 32 | Fume cupboard extract systems | Renewal Costs (RC) | Services and equipment | Heating, ventilating and air-conditioning systems/air conditioners |  | 3 | 05 | 010 | 000 | 3.05.010
Ss_65_40_32_32 | 65 | 40 | 32 | 32 | Fume cupboard extract systems | Maintenance Costs (MC) | Services and equipment | Heating, ventilating and air-conditioning systems/air conditioners |  | 5 | 05 | 010 | 000 | 5.05.010
Ss_65_40_32_70 | 65 | 40 | 32 | 70 | Recirculatory fume cupboard systems | Construction Costs (CC) | Services and equipment | Heating, ventilating and air-conditioning systems/air conditioners |  | 2 | 05 | 010 | 000 | 2.05.010
Ss_65_40_32_70 | 65 | 40 | 32 | 70 | Recirculatory fume cupboard systems | Renewal Costs (RC) | Services and equipment | Heating, ventilating and air-conditioning systems/air conditioners |  | 3 | 05 | 010 | 000 | 3.05.010
Ss_65_40_32_70 | 65 | 40 | 32 | 70 | Recirculatory fume cupboard systems | Maintenance Costs (MC) | Services and equipment | Heating, ventilating and air-conditioning systems/air conditioners |  | 5 | 05 | 010 | 000 | 5.05.010
Ss_65_40_32_75 | 65 | 40 | 32 | 75 | Safety cabinet extract systems | Construction Costs (CC) | Services and equipment | Heating, ventilating and air-conditioning systems/air conditioners |  | 2 | 05 | 010 | 000 | 2.05.010
Ss_65_40_32_75 | 65 | 40 | 32 | 75 | Safety cabinet extract systems | Renewal Costs (RC) | Services and equipment | Heating, ventilating and air-conditioning systems/air conditioners |  | 3 | 05 | 010 | 000 | 3.05.010
Ss_65_40_32_75 | 65 | 40 | 32 | 75 | Safety cabinet extract systems | Maintenance Costs (MC) | Services and equipment | Heating, ventilating and air-conditioning systems/air conditioners |  | 5 | 05 | 010 | 000 | 5.05.010
Ss_65_40_33 | 65 | 40 | 33 |  | General space ventilation systems | Construction Costs (CC) | Services and equipment | Heating, ventilating and air-conditioning systems/air conditioners |  | 2 | 05 | 010 | 000 | 2.05.010
Ss_65_40_33 | 65 | 40 | 33 |  | General space ventilation systems | Renewal Costs (RC) | Services and equipment | Heating, ventilating and air-conditioning systems/air conditioners |  | 3 | 05 | 010 | 000 | 3.05.010
Ss_65_40_33 | 65 | 40 | 33 |  | General space ventilation systems | Maintenance Costs (MC) | Services and equipment | Heating, ventilating and air-conditioning systems/air conditioners |  | 5 | 05 | 010 | 000 | 5.05.010
Ss_65_40_33_45 | 65 | 40 | 33 | 45 | Kitchen extract ventilation systems | Construction Costs (CC) | Services and equipment | Heating, ventilating and air-conditioning systems/air conditioners |  | 2 | 05 | 010 | 000 | 2.05.010
Ss_65_40_33_45 | 65 | 40 | 33 | 45 | Kitchen extract ventilation systems | Renewal Costs (RC) | Services and equipment | Heating, ventilating and air-conditioning systems/air conditioners |  | 3 | 05 | 010 | 000 | 3.05.010
Ss_65_40_33_45 | 65 | 40 | 33 | 45 | Kitchen extract ventilation systems | Maintenance Costs (MC) | Services and equipment | Heating, ventilating and air-conditioning systems/air conditioners |  | 5 | 05 | 010 | 000 | 5.05.010
Ss_65_40_33_48 | 65 | 40 | 33 | 48 | Local extract ventilation systems | Construction Costs (CC) | Services and equipment | Heating, ventilating and air-conditioning systems/air conditioners |  | 2 | 05 | 010 | 000 | 2.05.010
Ss_65_40_33_48 | 65 | 40 | 33 | 48 | Local extract ventilation systems | Renewal Costs (RC) | Services and equipment | Heating, ventilating and air-conditioning systems/air conditioners |  | 3 | 05 | 010 | 000 | 3.05.010
Ss_65_40_33_48 | 65 | 40 | 33 | 48 | Local extract ventilation systems | Maintenance Costs (MC) | Services and equipment | Heating, ventilating and air-conditioning systems/air conditioners |  | 5 | 05 | 010 | 000 | 5.05.010
Ss_65_40_33_50 | 65 | 40 | 33 | 50 | Mechanical extract ventilation systems | Construction Costs (CC) | Services and equipment | Heating, ventilating and air-conditioning systems/air conditioners |  | 2 | 05 | 010 | 000 | 2.05.010
Ss_65_40_33_50 | 65 | 40 | 33 | 50 | Mechanical extract ventilation systems | Renewal Costs (RC) | Services and equipment | Heating, ventilating and air-conditioning systems/air conditioners |  | 3 | 05 | 010 | 000 | 3.05.010
Ss_65_40_33_50 | 65 | 40 | 33 | 50 | Mechanical extract ventilation systems | Maintenance Costs (MC) | Services and equipment | Heating, ventilating and air-conditioning systems/air conditioners |  | 5 | 05 | 010 | 000 | 5.05.010
Ss_65_40_33_51 | 65 | 40 | 33 | 51 | Mechanical supply ventilation systems | Construction Costs (CC) | Services and equipment | Heating, ventilating and air-conditioning systems/air conditioners |  | 2 | 05 | 010 | 000 | 2.05.010
Ss_65_40_33_51 | 65 | 40 | 33 | 51 | Mechanical supply ventilation systems | Renewal Costs (RC) | Services and equipment | Heating, ventilating and air-conditioning systems/air conditioners |  | 3 | 05 | 010 | 000 | 3.05.010
Ss_65_40_33_51 | 65 | 40 | 33 | 51 | Mechanical supply ventilation systems | Maintenance Costs (MC) | Services and equipment | Heating, ventilating and air-conditioning systems/air conditioners |  | 5 | 05 | 010 | 000 | 5.05.010
Ss_65_40_33_52 | 65 | 40 | 33 | 52 | Mechanical and whole building ventilation systems | Construction Costs (CC) | Services and equipment | Heating, ventilating and air-conditioning systems/air conditioners |  | 2 | 05 | 010 | 000 | 2.05.010
Ss_65_40_33_52 | 65 | 40 | 33 | 52 | Mechanical and whole building ventilation systems | Renewal Costs (RC) | Services and equipment | Heating, ventilating and air-conditioning systems/air conditioners |  | 3 | 05 | 010 | 000 | 3.05.010
Ss_65_40_33_52 | 65 | 40 | 33 | 52 | Mechanical and whole building ventilation systems | Maintenance Costs (MC) | Services and equipment | Heating, ventilating and air-conditioning systems/air conditioners |  | 5 | 05 | 010 | 000 | 5.05.010
Ss_65_40_33_56 | 65 | 40 | 33 | 56 | Natural ventilation systems | Construction Costs (CC) | Services and equipment | Heating, ventilating and air-conditioning systems/air conditioners |  | 2 | 05 | 010 | 000 | 2.05.010
Ss_65_40_33_56 | 65 | 40 | 33 | 56 | Natural ventilation systems | Renewal Costs (RC) | Services and equipment | Heating, ventilating and air-conditioning systems/air conditioners |  | 3 | 05 | 010 | 000 | 3.05.010
Ss_65_40_33_56 | 65 | 40 | 33 | 56 | Natural ventilation systems | Maintenance Costs (MC) | Services and equipment | Heating, ventilating and air-conditioning systems/air conditioners |  | 5 | 05 | 010 | 000 | 5.05.010
Ss_65_40_33_60 | 65 | 40 | 33 | 60 | Passive stack ventilation systems | Construction Costs (CC) | Services and equipment | Heating, ventilating and air-conditioning systems/air conditioners |  | 2 | 05 | 010 | 000 | 2.05.010
Ss_65_40_33_60 | 65 | 40 | 33 | 60 | Passive stack ventilation systems | Renewal Costs (RC) | Services and equipment | Heating, ventilating and air-conditioning systems/air conditioners |  | 3 | 05 | 010 | 000 | 3.05.010
Ss_65_40_33_60 | 65 | 40 | 33 | 60 | Passive stack ventilation systems | Maintenance Costs (MC) | Services and equipment | Heating, ventilating and air-conditioning systems/air conditioners |  | 5 | 05 | 010 | 000 | 5.05.010
Ss_65_40_33_90 | 65 | 40 | 33 | 90 | Toilet extract ventilation systems | Construction Costs (CC) | Services and equipment | Heating, ventilating and air-conditioning systems/air conditioners |  | 2 | 05 | 010 | 000 | 2.05.010
Ss_65_40_33_90 | 65 | 40 | 33 | 90 | Toilet extract ventilation systems | Renewal Costs (RC) | Services and equipment | Heating, ventilating and air-conditioning systems/air conditioners |  | 3 | 05 | 010 | 000 | 3.05.010
Ss_65_40_33_90 | 65 | 40 | 33 | 90 | Toilet extract ventilation systems | Maintenance Costs (MC) | Services and equipment | Heating, ventilating and air-conditioning systems/air conditioners |  | 5 | 05 | 010 | 000 | 5.05.010
Ss_65_40_42 | 65 | 40 | 42 |  | Industrial fume extract systems | Construction Costs (CC) | Services and equipment | Heating, ventilating and air-conditioning systems/air conditioners |  | 2 | 05 | 010 | 000 | 2.05.010
Ss_65_40_42 | 65 | 40 | 42 |  | Industrial fume extract systems | Renewal Costs (RC) | Services and equipment | Heating, ventilating and air-conditioning systems/air conditioners |  | 3 | 05 | 010 | 000 | 3.05.010
Ss_65_40_42 | 65 | 40 | 42 |  | Industrial fume extract systems | Maintenance Costs (MC) | Services and equipment | Heating, ventilating and air-conditioning systems/air conditioners |  | 5 | 05 | 010 | 000 | 5.05.010
Ss_65_40_42_45 | 65 | 40 | 42 | 45 | Local exhaust ventilation systems | Construction Costs (CC) | Services and equipment | Heating, ventilating and air-conditioning systems/air conditioners |  | 2 | 05 | 010 | 000 | 2.05.010
Ss_65_40_42_45 | 65 | 40 | 42 | 45 | Local exhaust ventilation systems | Renewal Costs (RC) | Services and equipment | Heating, ventilating and air-conditioning systems/air conditioners |  | 3 | 05 | 010 | 000 | 3.05.010
Ss_65_40_42_45 | 65 | 40 | 42 | 45 | Local exhaust ventilation systems | Maintenance Costs (MC) | Services and equipment | Heating, ventilating and air-conditioning systems/air conditioners |  | 5 | 05 | 010 | 000 | 5.05.010
Ss_65_40_42_95 | 65 | 40 | 42 | 95 | Vehicle exhaust extract systems | Construction Costs (CC) | Services and equipment | Heating, ventilating and air-conditioning systems/air conditioners |  | 2 | 05 | 010 | 000 | 2.05.010
Ss_65_40_42_95 | 65 | 40 | 42 | 95 | Vehicle exhaust extract systems | Renewal Costs (RC) | Services and equipment | Heating, ventilating and air-conditioning systems/air conditioners |  | 3 | 05 | 010 | 000 | 3.05.010
Ss_65_40_42_95 | 65 | 40 | 42 | 95 | Vehicle exhaust extract systems | Maintenance Costs (MC) | Services and equipment | Heating, ventilating and air-conditioning systems/air conditioners |  | 5 | 05 | 010 | 000 | 5.05.010
Ss_65_40_55 | 65 | 40 | 55 |  | Nuclear ventilation systems | Construction Costs (CC) | Services and equipment | Heating, ventilating and air-conditioning systems/air conditioners |  | 2 | 05 | 010 | 000 | 2.05.010
Ss_65_40_55 | 65 | 40 | 55 |  | Nuclear ventilation systems | Renewal Costs (RC) | Services and equipment | Heating, ventilating and air-conditioning systems/air conditioners |  | 3 | 05 | 010 | 000 | 3.05.010
Ss_65_40_55 | 65 | 40 | 55 |  | Nuclear ventilation systems | Maintenance Costs (MC) | Services and equipment | Heating, ventilating and air-conditioning systems/air conditioners |  | 5 | 05 | 010 | 000 | 5.05.010
Ss_65_40_55_22 | 65 | 40 | 55 | 22 | Decontamination areas ventilation systems | Construction Costs (CC) | Services and equipment | Heating, ventilating and air-conditioning systems/air conditioners |  | 2 | 05 | 010 | 000 | 2.05.010
Ss_65_40_55_22 | 65 | 40 | 55 | 22 | Decontamination areas ventilation systems | Renewal Costs (RC) | Services and equipment | Heating, ventilating and air-conditioning systems/air conditioners |  | 3 | 05 | 010 | 000 | 3.05.010
Ss_65_40_55_22 | 65 | 40 | 55 | 22 | Decontamination areas ventilation systems | Maintenance Costs (MC) | Services and equipment | Heating, ventilating and air-conditioning systems/air conditioners |  | 5 | 05 | 010 | 000 | 5.05.010
Ss_65_40_80 | 65 | 40 | 80 |  | Smoke extract and control systems | Construction Costs (CC) | Services and equipment | Heating, ventilating and air-conditioning systems/air conditioners |  | 2 | 05 | 010 | 000 | 2.05.010
Ss_65_40_80 | 65 | 40 | 80 |  | Smoke extract and control systems | Renewal Costs (RC) | Services and equipment | Heating, ventilating and air-conditioning systems/air conditioners |  | 3 | 05 | 010 | 000 | 3.05.010
Ss_65_40_80 | 65 | 40 | 80 |  | Smoke extract and control systems | Maintenance Costs (MC) | Services and equipment | Heating, ventilating and air-conditioning systems/air conditioners |  | 5 | 05 | 010 | 000 | 5.05.010
Ss_65_40_80_65 | 65 | 40 | 80 | 65 | Pressure differential systems | Construction Costs (CC) | Services and equipment | Heating, ventilating and air-conditioning systems/air conditioners |  | 2 | 05 | 010 | 000 | 2.05.010
Ss_65_40_80_65 | 65 | 40 | 80 | 65 | Pressure differential systems | Renewal Costs (RC) | Services and equipment | Heating, ventilating and air-conditioning systems/air conditioners |  | 3 | 05 | 010 | 000 | 3.05.010
Ss_65_40_80_65 | 65 | 40 | 80 | 65 | Pressure differential systems | Maintenance Costs (MC) | Services and equipment | Heating, ventilating and air-conditioning systems/air conditioners |  | 5 | 05 | 010 | 000 | 5.05.010
Ss_65_40_80_80 | 65 | 40 | 80 | 80 | Smoke and heat exhaust ventilation systems | Construction Costs (CC) | Services and equipment | Heating, ventilating and air-conditioning systems/air conditioners |  | 2 | 05 | 010 | 000 | 2.05.010
Ss_65_40_80_80 | 65 | 40 | 80 | 80 | Smoke and heat exhaust ventilation systems | Renewal Costs (RC) | Services and equipment | Heating, ventilating and air-conditioning systems/air conditioners |  | 3 | 05 | 010 | 000 | 3.05.010
Ss_65_40_80_80 | 65 | 40 | 80 | 80 | Smoke and heat exhaust ventilation systems | Maintenance Costs (MC) | Services and equipment | Heating, ventilating and air-conditioning systems/air conditioners |  | 5 | 05 | 010 | 000 | 5.05.010
Ss_65_40_94 | 65 | 40 | 94 |  | Vehicular space ventilation systems | Construction Costs (CC) | Services and equipment | Heating, ventilating and air-conditioning systems/air conditioners |  | 2 | 05 | 010 | 000 | 2.05.010
Ss_65_40_94 | 65 | 40 | 94 |  | Vehicular space ventilation systems | Renewal Costs (RC) | Services and equipment | Heating, ventilating and air-conditioning systems/air conditioners |  | 3 | 05 | 010 | 000 | 3.05.010
Ss_65_40_94 | 65 | 40 | 94 |  | Vehicular space ventilation systems | Maintenance Costs (MC) | Services and equipment | Heating, ventilating and air-conditioning systems/air conditioners |  | 5 | 05 | 010 | 000 | 5.05.010
Ss_65_40_94_10 | 65 | 40 | 94 | 10 | Car park extract systems | Construction Costs (CC) | Services and equipment | Heating, ventilating and air-conditioning systems/air conditioners |  | 2 | 05 | 010 | 000 | 2.05.010
Ss_65_40_94_10 | 65 | 40 | 94 | 10 | Car park extract systems | Renewal Costs (RC) | Services and equipment | Heating, ventilating and air-conditioning systems/air conditioners |  | 3 | 05 | 010 | 000 | 3.05.010
Ss_65_40_94_10 | 65 | 40 | 94 | 10 | Car park extract systems | Maintenance Costs (MC) | Services and equipment | Heating, ventilating and air-conditioning systems/air conditioners |  | 5 | 05 | 010 | 000 | 5.05.010
Ss_65_40_94_11 | 65 | 40 | 94 | 11 | Car park supply systems | Construction Costs (CC) | Services and equipment | Heating, ventilating and air-conditioning systems/air conditioners |  | 2 | 05 | 010 | 000 | 2.05.010
Ss_65_40_94_11 | 65 | 40 | 94 | 11 | Car park supply systems | Renewal Costs (RC) | Services and equipment | Heating, ventilating and air-conditioning systems/air conditioners |  | 3 | 05 | 010 | 000 | 3.05.010
Ss_65_40_94_11 | 65 | 40 | 94 | 11 | Car park supply systems | Maintenance Costs (MC) | Services and equipment | Heating, ventilating and air-conditioning systems/air conditioners |  | 5 | 05 | 010 | 000 | 5.05.010
Ss_65_40_94_90 | 65 | 40 | 94 | 90 | Tunnel ventilation systems | Construction Costs (CC) | Services and equipment | Heating, ventilating and air-conditioning systems/air conditioners |  | 2 | 05 | 010 | 000 | 2.05.010
Ss_65_40_94_90 | 65 | 40 | 94 | 90 | Tunnel ventilation systems | Renewal Costs (RC) | Services and equipment | Heating, ventilating and air-conditioning systems/air conditioners |  | 3 | 05 | 010 | 000 | 3.05.010
Ss_65_40_94_90 | 65 | 40 | 94 | 90 | Tunnel ventilation systems | Maintenance Costs (MC) | Services and equipment | Heating, ventilating and air-conditioning systems/air conditioners |  | 5 | 05 | 010 | 000 | 5.05.010
Ss_65_60 | 65 | 60 |  |  | Specialist ventilation systems | Construction Costs (CC) | Services and equipment | Heating, ventilating and air-conditioning systems/air conditioners |  | 2 | 05 | 010 | 000 | 2.05.010
Ss_65_60 | 65 | 60 |  |  | Specialist ventilation systems | Renewal Costs (RC) | Services and equipment | Heating, ventilating and air-conditioning systems/air conditioners |  | 3 | 05 | 010 | 000 | 3.05.010
Ss_65_60 | 65 | 60 |  |  | Specialist ventilation systems | Maintenance Costs (MC) | Services and equipment | Heating, ventilating and air-conditioning systems/air conditioners |  | 5 | 05 | 010 | 000 | 5.05.010
Ss_65_60_95 | 65 | 60 | 95 |  | Wind tunnel systems | Construction Costs (CC) | Services and equipment | Heating, ventilating and air-conditioning systems/air conditioners |  | 2 | 05 | 010 | 000 | 2.05.010
Ss_65_60_95 | 65 | 60 | 95 |  | Wind tunnel systems | Renewal Costs (RC) | Services and equipment | Heating, ventilating and air-conditioning systems/air conditioners |  | 3 | 05 | 010 | 000 | 3.05.010
Ss_65_60_95 | 65 | 60 | 95 |  | Wind tunnel systems | Maintenance Costs (MC) | Services and equipment | Heating, ventilating and air-conditioning systems/air conditioners |  | 5 | 05 | 010 | 000 | 5.05.010
Ss_65_80 | 65 | 80 |  |  | Air conditioning systems | Construction Costs (CC) | Services and equipment | Heating, ventilating and air-conditioning systems/air conditioners |  | 2 | 05 | 010 | 000 | 2.05.010
Ss_65_80 | 65 | 80 |  |  | Air conditioning systems | Renewal Costs (RC) | Services and equipment | Heating, ventilating and air-conditioning systems/air conditioners |  | 3 | 05 | 010 | 000 | 3.05.010
Ss_65_80 | 65 | 80 |  |  | Air conditioning systems | Maintenance Costs (MC) | Services and equipment | Heating, ventilating and air-conditioning systems/air conditioners |  | 5 | 05 | 010 | 000 | 5.05.010
Ss_65_80_05 | 65 | 80 | 05 |  | Central air conditioning systems | Construction Costs (CC) | Services and equipment | Heating, ventilating and air-conditioning systems/air conditioners |  | 2 | 05 | 010 | 000 | 2.05.010
Ss_65_80_05 | 65 | 80 | 05 |  | Central air conditioning systems | Renewal Costs (RC) | Services and equipment | Heating, ventilating and air-conditioning systems/air conditioners |  | 3 | 05 | 010 | 000 | 3.05.010
Ss_65_80_05 | 65 | 80 | 05 |  | Central air conditioning systems | Maintenance Costs (MC) | Services and equipment | Heating, ventilating and air-conditioning systems/air conditioners |  | 5 | 05 | 010 | 000 | 5.05.010
Ss_65_80_05_10 | 65 | 80 | 05 | 10 | Centralized all-air conditioning systems | Construction Costs (CC) | Services and equipment | Heating, ventilating and air-conditioning systems/air conditioners |  | 2 | 05 | 010 | 000 | 2.05.010
Ss_65_80_05_10 | 65 | 80 | 05 | 10 | Centralized all-air conditioning systems | Renewal Costs (RC) | Services and equipment | Heating, ventilating and air-conditioning systems/air conditioners |  | 3 | 05 | 010 | 000 | 3.05.010
Ss_65_80_05_10 | 65 | 80 | 05 | 10 | Centralized all-air conditioning systems | Maintenance Costs (MC) | Services and equipment | Heating, ventilating and air-conditioning systems/air conditioners |  | 5 | 05 | 010 | 000 | 5.05.010
Ss_65_80_05_30 | 65 | 80 | 05 | 30 | Fan coil unit air conditioning systems | Construction Costs (CC) | Services and equipment | Heating, ventilating and air-conditioning systems/air conditioners |  | 2 | 05 | 010 | 000 | 2.05.010
Ss_65_80_05_30 | 65 | 80 | 05 | 30 | Fan coil unit air conditioning systems | Renewal Costs (RC) | Services and equipment | Heating, ventilating and air-conditioning systems/air conditioners |  | 3 | 05 | 010 | 000 | 3.05.010
Ss_65_80_05_30 | 65 | 80 | 05 | 30 | Fan coil unit air conditioning systems | Maintenance Costs (MC) | Services and equipment | Heating, ventilating and air-conditioning systems/air conditioners |  | 5 | 05 | 010 | 000 | 5.05.010
Ss_65_80_05_40 | 65 | 80 | 05 | 40 | Induction unit air conditioning systems | Construction Costs (CC) | Services and equipment | Heating, ventilating and air-conditioning systems/air conditioners |  | 2 | 05 | 010 | 000 | 2.05.010
Ss_65_80_05_40 | 65 | 80 | 05 | 40 | Induction unit air conditioning systems | Renewal Costs (RC) | Services and equipment | Heating, ventilating and air-conditioning systems/air conditioners |  | 3 | 05 | 010 | 000 | 3.05.010
Ss_65_80_05_40 | 65 | 80 | 05 | 40 | Induction unit air conditioning systems | Maintenance Costs (MC) | Services and equipment | Heating, ventilating and air-conditioning systems/air conditioners |  | 5 | 05 | 010 | 000 | 5.05.010
Ss_65_80_15 | 65 | 80 | 15 |  | Controlled environment systems | Construction Costs (CC) | Services and equipment | Heating, ventilating and air-conditioning systems/air conditioners |  | 2 | 05 | 010 | 000 | 2.05.010
Ss_65_80_15 | 65 | 80 | 15 |  | Controlled environment systems | Renewal Costs (RC) | Services and equipment | Heating, ventilating and air-conditioning systems/air conditioners |  | 3 | 05 | 010 | 000 | 3.05.010
Ss_65_80_15 | 65 | 80 | 15 |  | Controlled environment systems | Maintenance Costs (MC) | Services and equipment | Heating, ventilating and air-conditioning systems/air conditioners |  | 5 | 05 | 010 | 000 | 5.05.010
Ss_65_80_45 | 65 | 80 | 45 |  | Local air conditioning systems | Construction Costs (CC) | Services and equipment | Heating, ventilating and air-conditioning systems/air conditioners |  | 2 | 05 | 010 | 000 | 2.05.010
Ss_65_80_45 | 65 | 80 | 45 |  | Local air conditioning systems | Renewal Costs (RC) | Services and equipment | Heating, ventilating and air-conditioning systems/air conditioners |  | 3 | 05 | 010 | 000 | 3.05.010
Ss_65_80_45 | 65 | 80 | 45 |  | Local air conditioning systems | Maintenance Costs (MC) | Services and equipment | Heating, ventilating and air-conditioning systems/air conditioners |  | 5 | 05 | 010 | 000 | 5.05.010
Ss_65_80_45_25 | 65 | 80 | 45 | 25 | Evaporative cooling systems | Construction Costs (CC) | Services and equipment | Heating, ventilating and air-conditioning systems/air conditioners |  | 2 | 05 | 010 | 000 | 2.05.010
Ss_65_80_45_25 | 65 | 80 | 45 | 25 | Evaporative cooling systems | Renewal Costs (RC) | Services and equipment | Heating, ventilating and air-conditioning systems/air conditioners |  | 3 | 05 | 010 | 000 | 3.05.010
Ss_65_80_45_25 | 65 | 80 | 45 | 25 | Evaporative cooling systems | Maintenance Costs (MC) | Services and equipment | Heating, ventilating and air-conditioning systems/air conditioners |  | 5 | 05 | 010 | 000 | 5.05.010
Ss_65_80_45_48 | 65 | 80 | 45 | 48 | Local underfloor air conditioning systems | Construction Costs (CC) | Services and equipment | Heating, ventilating and air-conditioning systems/air conditioners |  | 2 | 05 | 010 | 000 | 2.05.010
Ss_65_80_45_48 | 65 | 80 | 45 | 48 | Local underfloor air conditioning systems | Renewal Costs (RC) | Services and equipment | Heating, ventilating and air-conditioning systems/air conditioners |  | 3 | 05 | 010 | 000 | 3.05.010
Ss_65_80_45_48 | 65 | 80 | 45 | 48 | Local underfloor air conditioning systems | Maintenance Costs (MC) | Services and equipment | Heating, ventilating and air-conditioning systems/air conditioners |  | 5 | 05 | 010 | 000 | 5.05.010
Ss_65_80_45_72 | 65 | 80 | 45 | 72 | Room air conditioning systems | Construction Costs (CC) | Services and equipment | Heating, ventilating and air-conditioning systems/air conditioners |  | 2 | 05 | 010 | 000 | 2.05.010
Ss_65_80_45_72 | 65 | 80 | 45 | 72 | Room air conditioning systems | Renewal Costs (RC) | Services and equipment | Heating, ventilating and air-conditioning systems/air conditioners |  | 3 | 05 | 010 | 000 | 3.05.010
Ss_65_80_45_72 | 65 | 80 | 45 | 72 | Room air conditioning systems | Maintenance Costs (MC) | Services and equipment | Heating, ventilating and air-conditioning systems/air conditioners |  | 5 | 05 | 010 | 000 | 5.05.010
Ss_65_95 | 65 | 95 |  |  | Temporary ventilation and air conditioning systems | Construction Costs (CC) | Services and equipment | Heating, ventilating and air-conditioning systems/air conditioners |  | 2 | 05 | 010 | 000 | 2.05.010
Ss_65_95 | 65 | 95 |  |  | Temporary ventilation and air conditioning systems | Renewal Costs (RC) | Services and equipment | Heating, ventilating and air-conditioning systems/air conditioners |  | 3 | 05 | 010 | 000 | 3.05.010
Ss_65_95 | 65 | 95 |  |  | Temporary ventilation and air conditioning systems | Maintenance Costs (MC) | Services and equipment | Heating, ventilating and air-conditioning systems/air conditioners |  | 5 | 05 | 010 | 000 | 5.05.010
Ss_70 | 70 |  |  |  | Electrical systems | Construction Costs (CC) | Services and equipment | Electrical services |  | 2 | 05 | 020 | 000 | 2.05.020
Ss_70 | 70 |  |  |  | Electrical systems | Renewal Costs (RC) | Services and equipment | Electrical services |  | 3 | 05 | 020 | 000 | 3.05.020
Ss_70 | 70 |  |  |  | Electrical systems | Maintenance Costs (MC) | Services and equipment | Electrical services |  | 5 | 05 | 020 | 000 | 5.05.020
Ss_70_10 | 70 | 10 |  |  | Electrical power generation systems | Construction Costs (CC) | Services and equipment | Electrical services |  | 2 | 05 | 020 | 000 | 2.05.020
Ss_70_10 | 70 | 10 |  |  | Electrical power generation systems | Renewal Costs (RC) | Services and equipment | Electrical services |  | 3 | 05 | 020 | 000 | 3.05.020
Ss_70_10 | 70 | 10 |  |  | Electrical power generation systems | Maintenance Costs (MC) | Services and equipment | Electrical services |  | 5 | 05 | 020 | 000 | 5.05.020
Ss_70_10_30 | 70 | 10 | 30 |  | Fossil fuel power generation systems | Construction Costs (CC) | Services and equipment | Electrical services |  | 2 | 05 | 020 | 000 | 2.05.020
Ss_70_10_30 | 70 | 10 | 30 |  | Fossil fuel power generation systems | Renewal Costs (RC) | Services and equipment | Electrical services |  | 3 | 05 | 020 | 000 | 3.05.020
Ss_70_10_30 | 70 | 10 | 30 |  | Fossil fuel power generation systems | Maintenance Costs (MC) | Services and equipment | Electrical services |  | 5 | 05 | 020 | 000 | 5.05.020
Ss_70_10_30_33 | 70 | 10 | 30 | 33 | Gas power generating systems | Construction Costs (CC) | Services and equipment | Electrical services |  | 2 | 05 | 020 | 000 | 2.05.020
Ss_70_10_30_33 | 70 | 10 | 30 | 33 | Gas power generating systems | Renewal Costs (RC) | Services and equipment | Electrical services |  | 3 | 05 | 020 | 000 | 3.05.020
Ss_70_10_30_33 | 70 | 10 | 30 | 33 | Gas power generating systems | Maintenance Costs (MC) | Services and equipment | Electrical services |  | 5 | 05 | 020 | 000 | 5.05.020
Ss_70_10_30_70 | 70 | 10 | 30 | 70 | Reciprocating internal combustion engine | Construction Costs (CC) | Services and equipment | Electrical services |  | 2 | 05 | 020 | 000 | 2.05.020
Ss_70_10_30_70 | 70 | 10 | 30 | 70 | Reciprocating internal combustion engine | Renewal Costs (RC) | Services and equipment | Electrical services |  | 3 | 05 | 020 | 000 | 3.05.020
Ss_70_10_30_70 | 70 | 10 | 30 | 70 | Reciprocating internal combustion engine | Maintenance Costs (MC) | Services and equipment | Electrical services |  | 5 | 05 | 020 | 000 | 5.05.020
Ss_70_10_30_72 | 70 | 10 | 30 | 72 | Reciprocating internal combustion engine driven alternating current generator systems | Construction Costs (CC) | Services and equipment | Electrical services |  | 2 | 05 | 020 | 000 | 2.05.020
Ss_70_10_30_72 | 70 | 10 | 30 | 72 | Reciprocating internal combustion engine driven alternating current generator systems | Renewal Costs (RC) | Services and equipment | Electrical services |  | 3 | 05 | 020 | 000 | 3.05.020
Ss_70_10_30_72 | 70 | 10 | 30 | 72 | Reciprocating internal combustion engine driven alternating current generator systems | Maintenance Costs (MC) | Services and equipment | Electrical services |  | 5 | 05 | 020 | 000 | 5.05.020
Ss_70_10_70 | 70 | 10 | 70 |  | Renewable power generation systems | Construction Costs (CC) | Services and equipment | Electrical services |  | 2 | 05 | 020 | 000 | 2.05.020
Ss_70_10_70 | 70 | 10 | 70 |  | Renewable power generation systems | Renewal Costs (RC) | Services and equipment | Electrical services |  | 3 | 05 | 020 | 000 | 3.05.020
Ss_70_10_70 | 70 | 10 | 70 |  | Renewable power generation systems | Maintenance Costs (MC) | Services and equipment | Electrical services |  | 5 | 05 | 020 | 000 | 5.05.020
Ss_70_10_70_33 | 70 | 10 | 70 | 33 | Geothermal power generation systems | Construction Costs (CC) | Services and equipment | Electrical services |  | 2 | 05 | 020 | 000 | 2.05.020
Ss_70_10_70_33 | 70 | 10 | 70 | 33 | Geothermal power generation systems | Renewal Costs (RC) | Services and equipment | Electrical services |  | 3 | 05 | 020 | 000 | 3.05.020
Ss_70_10_70_33 | 70 | 10 | 70 | 33 | Geothermal power generation systems | Maintenance Costs (MC) | Services and equipment | Electrical services |  | 5 | 05 | 020 | 000 | 5.05.020
Ss_70_10_70_35 | 70 | 10 | 70 | 35 | Grid-connected photovoltaic systems | Construction Costs (CC) | Services and equipment | Electrical services |  | 2 | 05 | 020 | 000 | 2.05.020
Ss_70_10_70_35 | 70 | 10 | 70 | 35 | Grid-connected photovoltaic systems | Renewal Costs (RC) | Services and equipment | Electrical services |  | 3 | 05 | 020 | 000 | 3.05.020
Ss_70_10_70_35 | 70 | 10 | 70 | 35 | Grid-connected photovoltaic systems | Maintenance Costs (MC) | Services and equipment | Electrical services |  | 5 | 05 | 020 | 000 | 5.05.020
Ss_70_10_70_36 | 70 | 10 | 70 | 36 | Hydroelectric power generation systems | Construction Costs (CC) | Services and equipment | Electrical services |  | 2 | 05 | 020 | 000 | 2.05.020
Ss_70_10_70_36 | 70 | 10 | 70 | 36 | Hydroelectric power generation systems | Renewal Costs (RC) | Services and equipment | Electrical services |  | 3 | 05 | 020 | 000 | 3.05.020
Ss_70_10_70_36 | 70 | 10 | 70 | 36 | Hydroelectric power generation systems | Maintenance Costs (MC) | Services and equipment | Electrical services |  | 5 | 05 | 020 | 000 | 5.05.020
Ss_70_10_70_80 | 70 | 10 | 70 | 80 | Small-scale wave and tidal power generation systems | Construction Costs (CC) | Services and equipment | Electrical services |  | 2 | 05 | 020 | 000 | 2.05.020
Ss_70_10_70_80 | 70 | 10 | 70 | 80 | Small-scale wave and tidal power generation systems | Renewal Costs (RC) | Services and equipment | Electrical services |  | 3 | 05 | 020 | 000 | 3.05.020
Ss_70_10_70_80 | 70 | 10 | 70 | 80 | Small-scale wave and tidal power generation systems | Maintenance Costs (MC) | Services and equipment | Electrical services |  | 5 | 05 | 020 | 000 | 5.05.020
Ss_70_10_70_82 | 70 | 10 | 70 | 82 | Small-scale wind power generation systems | Construction Costs (CC) | Services and equipment | Electrical services |  | 2 | 05 | 020 | 000 | 2.05.020
Ss_70_10_70_82 | 70 | 10 | 70 | 82 | Small-scale wind power generation systems | Renewal Costs (RC) | Services and equipment | Electrical services |  | 3 | 05 | 020 | 000 | 3.05.020
Ss_70_10_70_82 | 70 | 10 | 70 | 82 | Small-scale wind power generation systems | Maintenance Costs (MC) | Services and equipment | Electrical services |  | 5 | 05 | 020 | 000 | 5.05.020
Ss_70_10_70_85 | 70 | 10 | 70 | 85 | Stand-alone photovoltaic systems | Construction Costs (CC) | Services and equipment | Electrical services |  | 2 | 05 | 020 | 000 | 2.05.020
Ss_70_10_70_85 | 70 | 10 | 70 | 85 | Stand-alone photovoltaic systems | Renewal Costs (RC) | Services and equipment | Electrical services |  | 3 | 05 | 020 | 000 | 3.05.020
Ss_70_10_70_85 | 70 | 10 | 70 | 85 | Stand-alone photovoltaic systems | Maintenance Costs (MC) | Services and equipment | Electrical services |  | 5 | 05 | 020 | 000 | 5.05.020
Ss_70_10_70_95 | 70 | 10 | 70 | 95 | Water mill systems | Construction Costs (CC) | Services and equipment | Electrical services |  | 2 | 05 | 020 | 000 | 2.05.020
Ss_70_10_70_95 | 70 | 10 | 70 | 95 | Water mill systems | Renewal Costs (RC) | Services and equipment | Electrical services |  | 3 | 05 | 020 | 000 | 3.05.020
Ss_70_10_70_95 | 70 | 10 | 70 | 95 | Water mill systems | Maintenance Costs (MC) | Services and equipment | Electrical services |  | 5 | 05 | 020 | 000 | 5.05.020
Ss_70_10_70_97 | 70 | 10 | 70 | 97 | Water turbine systems | Construction Costs (CC) | Services and equipment | Electrical services |  | 2 | 05 | 020 | 000 | 2.05.020
Ss_70_10_70_97 | 70 | 10 | 70 | 97 | Water turbine systems | Renewal Costs (RC) | Services and equipment | Electrical services |  | 3 | 05 | 020 | 000 | 3.05.020
Ss_70_10_70_97 | 70 | 10 | 70 | 97 | Water turbine systems | Maintenance Costs (MC) | Services and equipment | Electrical services |  | 5 | 05 | 020 | 000 | 5.05.020
Ss_70_10_70_98 | 70 | 10 | 70 | 98 | Wind power generating systems | Construction Costs (CC) | Services and equipment | Electrical services |  | 2 | 05 | 020 | 000 | 2.05.020
Ss_70_10_70_98 | 70 | 10 | 70 | 98 | Wind power generating systems | Renewal Costs (RC) | Services and equipment | Electrical services |  | 3 | 05 | 020 | 000 | 3.05.020
Ss_70_10_70_98 | 70 | 10 | 70 | 98 | Wind power generating systems | Maintenance Costs (MC) | Services and equipment | Electrical services |  | 5 | 05 | 020 | 000 | 5.05.020
Ss_70_30 | 70 | 30 |  |  | Electricity distribution and transmission systems | Construction Costs (CC) | Services and equipment | Electrical services |  | 2 | 05 | 020 | 000 | 2.05.020
Ss_70_30 | 70 | 30 |  |  | Electricity distribution and transmission systems | Renewal Costs (RC) | Services and equipment | Electrical services |  | 3 | 05 | 020 | 000 | 3.05.020
Ss_70_30 | 70 | 30 |  |  | Electricity distribution and transmission systems | Maintenance Costs (MC) | Services and equipment | Electrical services |  | 5 | 05 | 020 | 000 | 5.05.020
Ss_70_30_25 | 70 | 30 | 25 |  | Protection systems | Construction Costs (CC) | Services and equipment | Electrical services |  | 2 | 05 | 020 | 000 | 2.05.020
Ss_70_30_25 | 70 | 30 | 25 |  | Protection systems | Renewal Costs (RC) | Services and equipment | Electrical services |  | 3 | 05 | 020 | 000 | 3.05.020
Ss_70_30_25 | 70 | 30 | 25 |  | Protection systems | Maintenance Costs (MC) | Services and equipment | Electrical services |  | 5 | 05 | 020 | 000 | 5.05.020
Ss_70_30_25_25 | 70 | 30 | 25 | 25 | Earthing and bonding systems | Construction Costs (CC) | Services and equipment | Electrical services |  | 2 | 05 | 020 | 000 | 2.05.020
Ss_70_30_25_25 | 70 | 30 | 25 | 25 | Earthing and bonding systems | Renewal Costs (RC) | Services and equipment | Electrical services |  | 3 | 05 | 020 | 000 | 3.05.020
Ss_70_30_25_25 | 70 | 30 | 25 | 25 | Earthing and bonding systems | Maintenance Costs (MC) | Services and equipment | Electrical services |  | 5 | 05 | 020 | 000 | 5.05.020
Ss_70_30_35 | 70 | 30 | 35 |  | High voltage distribution and transmission systems | Construction Costs (CC) | Services and equipment | Electrical services |  | 2 | 05 | 020 | 000 | 2.05.020
Ss_70_30_35 | 70 | 30 | 35 |  | High voltage distribution and transmission systems | Renewal Costs (RC) | Services and equipment | Electrical services |  | 3 | 05 | 020 | 000 | 3.05.020
Ss_70_30_35 | 70 | 30 | 35 |  | High voltage distribution and transmission systems | Maintenance Costs (MC) | Services and equipment | Electrical services |  | 5 | 05 | 020 | 000 | 5.05.020
Ss_70_30_35_30 | 70 | 30 | 35 | 30 | High voltage supply systems | Construction Costs (CC) | Services and equipment | Electrical services |  | 2 | 05 | 020 | 000 | 2.05.020
Ss_70_30_35_30 | 70 | 30 | 35 | 30 | High voltage supply systems | Renewal Costs (RC) | Services and equipment | Electrical services |  | 3 | 05 | 020 | 000 | 3.05.020
Ss_70_30_35_30 | 70 | 30 | 35 | 30 | High voltage supply systems | Maintenance Costs (MC) | Services and equipment | Electrical services |  | 5 | 05 | 020 | 000 | 5.05.020
Ss_70_30_35_35 | 70 | 30 | 35 | 35 | High voltage distribution systems | Construction Costs (CC) | Services and equipment | Electrical services |  | 2 | 05 | 020 | 000 | 2.05.020
Ss_70_30_35_35 | 70 | 30 | 35 | 35 | High voltage distribution systems | Renewal Costs (RC) | Services and equipment | Electrical services |  | 3 | 05 | 020 | 000 | 3.05.020
Ss_70_30_35_35 | 70 | 30 | 35 | 35 | High voltage distribution systems | Maintenance Costs (MC) | Services and equipment | Electrical services |  | 5 | 05 | 020 | 000 | 5.05.020
Ss_70_30_35_40 | 70 | 30 | 35 | 40 | High voltage transmission systems | Construction Costs (CC) | Services and equipment | Electrical services |  | 2 | 05 | 020 | 000 | 2.05.020
Ss_70_30_35_40 | 70 | 30 | 35 | 40 | High voltage transmission systems | Renewal Costs (RC) | Services and equipment | Electrical services |  | 3 | 05 | 020 | 000 | 3.05.020
Ss_70_30_35_40 | 70 | 30 | 35 | 40 | High voltage transmission systems | Maintenance Costs (MC) | Services and equipment | Electrical services |  | 5 | 05 | 020 | 000 | 5.05.020
Ss_70_30_45 | 70 | 30 | 45 |  | Low voltage systems | Construction Costs (CC) | Services and equipment | Electrical services |  | 2 | 05 | 020 | 000 | 2.05.020
Ss_70_30_45 | 70 | 30 | 45 |  | Low voltage systems | Renewal Costs (RC) | Services and equipment | Electrical services |  | 3 | 05 | 020 | 000 | 3.05.020
Ss_70_30_45 | 70 | 30 | 45 |  | Low voltage systems | Maintenance Costs (MC) | Services and equipment | Electrical services |  | 5 | 05 | 020 | 000 | 5.05.020
Ss_70_30_45_40 | 70 | 30 | 45 | 40 | Low voltage supply systems | Construction Costs (CC) | Services and equipment | Electrical services |  | 2 | 05 | 020 | 000 | 2.05.020
Ss_70_30_45_40 | 70 | 30 | 45 | 40 | Low voltage supply systems | Renewal Costs (RC) | Services and equipment | Electrical services |  | 3 | 05 | 020 | 000 | 3.05.020
Ss_70_30_45_40 | 70 | 30 | 45 | 40 | Low voltage supply systems | Maintenance Costs (MC) | Services and equipment | Electrical services |  | 5 | 05 | 020 | 000 | 5.05.020
Ss_70_30_45_45 | 70 | 30 | 45 | 45 | Low voltage distribution systems | Construction Costs (CC) | Services and equipment | Electrical services |  | 2 | 05 | 020 | 000 | 2.05.020
Ss_70_30_45_45 | 70 | 30 | 45 | 45 | Low voltage distribution systems | Renewal Costs (RC) | Services and equipment | Electrical services |  | 3 | 05 | 020 | 000 | 3.05.020
Ss_70_30_45_45 | 70 | 30 | 45 | 45 | Low voltage distribution systems | Maintenance Costs (MC) | Services and equipment | Electrical services |  | 5 | 05 | 020 | 000 | 5.05.020
Ss_70_30_60 | 70 | 30 | 60 |  | Overhead line traction power distribution systems | Construction Costs (CC) | Services and equipment | Electrical services |  | 2 | 05 | 020 | 000 | 2.05.020
Ss_70_30_60 | 70 | 30 | 60 |  | Overhead line traction power distribution systems | Renewal Costs (RC) | Services and equipment | Electrical services |  | 3 | 05 | 020 | 000 | 3.05.020
Ss_70_30_60 | 70 | 30 | 60 |  | Overhead line traction power distribution systems | Maintenance Costs (MC) | Services and equipment | Electrical services |  | 5 | 05 | 020 | 000 | 5.05.020
Ss_70_30_60_11 | 70 | 30 | 60 | 11 | Catenary overhead line systems | Construction Costs (CC) | Services and equipment | Electrical services |  | 2 | 05 | 020 | 000 | 2.05.020
Ss_70_30_60_11 | 70 | 30 | 60 | 11 | Catenary overhead line systems | Renewal Costs (RC) | Services and equipment | Electrical services |  | 3 | 05 | 020 | 000 | 3.05.020
Ss_70_30_60_11 | 70 | 30 | 60 | 11 | Catenary overhead line systems | Maintenance Costs (MC) | Services and equipment | Electrical services |  | 5 | 05 | 020 | 000 | 5.05.020
Ss_70_30_60_89 | 70 | 30 | 60 | 89 | Trolley wire overhead line systems | Construction Costs (CC) | Services and equipment | Electrical services |  | 2 | 05 | 020 | 000 | 2.05.020
Ss_70_30_60_89 | 70 | 30 | 60 | 89 | Trolley wire overhead line systems | Renewal Costs (RC) | Services and equipment | Electrical services |  | 3 | 05 | 020 | 000 | 3.05.020
Ss_70_30_60_89 | 70 | 30 | 60 | 89 | Trolley wire overhead line systems | Maintenance Costs (MC) | Services and equipment | Electrical services |  | 5 | 05 | 020 | 000 | 5.05.020
Ss_70_30_80 | 70 | 30 | 80 |  | Small power systems | Construction Costs (CC) | Services and equipment | Electrical services |  | 2 | 05 | 020 | 000 | 2.05.020
Ss_70_30_80 | 70 | 30 | 80 |  | Small power systems | Renewal Costs (RC) | Services and equipment | Electrical services |  | 3 | 05 | 020 | 000 | 3.05.020
Ss_70_30_80 | 70 | 30 | 80 |  | Small power systems | Maintenance Costs (MC) | Services and equipment | Electrical services |  | 5 | 05 | 020 | 000 | 5.05.020
Ss_70_30_80_35 | 70 | 30 | 80 | 35 | Hard-wired voltage small power systems | Construction Costs (CC) | Services and equipment | Electrical services |  | 2 | 05 | 020 | 000 | 2.05.020
Ss_70_30_80_35 | 70 | 30 | 80 | 35 | Hard-wired voltage small power systems | Renewal Costs (RC) | Services and equipment | Electrical services |  | 3 | 05 | 020 | 000 | 3.05.020
Ss_70_30_80_35 | 70 | 30 | 80 | 35 | Hard-wired voltage small power systems | Maintenance Costs (MC) | Services and equipment | Electrical services |  | 5 | 05 | 020 | 000 | 5.05.020
Ss_70_30_80_45 | 70 | 30 | 80 | 45 | Low voltage small power systems with prefabricated wiring | Construction Costs (CC) | Services and equipment | Electrical services |  | 2 | 05 | 020 | 000 | 2.05.020
Ss_70_30_80_45 | 70 | 30 | 80 | 45 | Low voltage small power systems with prefabricated wiring | Renewal Costs (RC) | Services and equipment | Electrical services |  | 3 | 05 | 020 | 000 | 3.05.020
Ss_70_30_80_45 | 70 | 30 | 80 | 45 | Low voltage small power systems with prefabricated wiring | Maintenance Costs (MC) | Services and equipment | Electrical services |  | 5 | 05 | 020 | 000 | 5.05.020
Ss_70_30_90 | 70 | 30 | 90 |  | Conductor rail traction power distribution systems | Construction Costs (CC) | Services and equipment | Electrical services |  | 2 | 05 | 020 | 000 | 2.05.020
Ss_70_30_90 | 70 | 30 | 90 |  | Conductor rail traction power distribution systems | Renewal Costs (RC) | Services and equipment | Electrical services |  | 3 | 05 | 020 | 000 | 3.05.020
Ss_70_30_90 | 70 | 30 | 90 |  | Conductor rail traction power distribution systems | Maintenance Costs (MC) | Services and equipment | Electrical services |  | 5 | 05 | 020 | 000 | 5.05.020
Ss_70_30_90_15 | 70 | 30 | 90 | 15 | Conductor rail electrification systems | Construction Costs (CC) | Services and equipment | Electrical services |  | 2 | 05 | 020 | 000 | 2.05.020
Ss_70_30_90_15 | 70 | 30 | 90 | 15 | Conductor rail electrification systems | Renewal Costs (RC) | Services and equipment | Electrical services |  | 3 | 05 | 020 | 000 | 3.05.020
Ss_70_30_90_15 | 70 | 30 | 90 | 15 | Conductor rail electrification systems | Maintenance Costs (MC) | Services and equipment | Electrical services |  | 5 | 05 | 020 | 000 | 5.05.020
Ss_70_30_90_90 | 70 | 30 | 90 | 90 | Third rail electrification systems | Construction Costs (CC) | Services and equipment | Electrical services |  | 2 | 05 | 020 | 000 | 2.05.020
Ss_70_30_90_90 | 70 | 30 | 90 | 90 | Third rail electrification systems | Renewal Costs (RC) | Services and equipment | Electrical services |  | 3 | 05 | 020 | 000 | 3.05.020
Ss_70_30_90_90 | 70 | 30 | 90 | 90 | Third rail electrification systems | Maintenance Costs (MC) | Services and equipment | Electrical services |  | 5 | 05 | 020 | 000 | 5.05.020
Ss_70_30_94 | 70 | 30 | 94 |  | Vehicle charging systems | Construction Costs (CC) | Services and equipment | Electrical services |  | 2 | 05 | 020 | 000 | 2.05.020
Ss_70_30_94 | 70 | 30 | 94 |  | Vehicle charging systems | Renewal Costs (RC) | Services and equipment | Electrical services |  | 3 | 05 | 020 | 000 | 3.05.020
Ss_70_30_94 | 70 | 30 | 94 |  | Vehicle charging systems | Maintenance Costs (MC) | Services and equipment | Electrical services |  | 5 | 05 | 020 | 000 | 5.05.020
Ss_70_30_94_27 | 70 | 30 | 94 | 27 | Electric vehicle charging systems | Construction Costs (CC) | Services and equipment | Electrical services |  | 2 | 05 | 020 | 000 | 2.05.020
Ss_70_30_94_27 | 70 | 30 | 94 | 27 | Electric vehicle charging systems | Renewal Costs (RC) | Services and equipment | Electrical services |  | 3 | 05 | 020 | 000 | 3.05.020
Ss_70_30_94_27 | 70 | 30 | 94 | 27 | Electric vehicle charging systems | Maintenance Costs (MC) | Services and equipment | Electrical services |  | 5 | 05 | 020 | 000 | 5.05.020
Ss_70_80 | 70 | 80 |  |  | Lighting systems | Construction Costs (CC) | Services and equipment | Electrical services |  | 2 | 05 | 020 | 000 | 2.05.020
Ss_70_80 | 70 | 80 |  |  | Lighting systems | Renewal Costs (RC) | Services and equipment | Electrical services |  | 3 | 05 | 020 | 000 | 3.05.020
Ss_70_80 | 70 | 80 |  |  | Lighting systems | Maintenance Costs (MC) | Services and equipment | Electrical services |  | 5 | 05 | 020 | 000 | 5.05.020
Ss_70_80_01 | 70 | 80 | 01 |  | Aeronautical lighting systems | Construction Costs (CC) | Services and equipment | Electrical services |  | 2 | 05 | 020 | 000 | 2.05.020
Ss_70_80_01 | 70 | 80 | 01 |  | Aeronautical lighting systems | Renewal Costs (RC) | Services and equipment | Electrical services |  | 3 | 05 | 020 | 000 | 3.05.020
Ss_70_80_01 | 70 | 80 | 01 |  | Aeronautical lighting systems | Maintenance Costs (MC) | Services and equipment | Electrical services |  | 5 | 05 | 020 | 000 | 5.05.020
Ss_70_80_01_02 | 70 | 80 | 01 | 02 | Approach lighting systems | Construction Costs (CC) | Services and equipment | Electrical services |  | 2 | 05 | 020 | 000 | 2.05.020
Ss_70_80_01_02 | 70 | 80 | 01 | 02 | Approach lighting systems | Renewal Costs (RC) | Services and equipment | Electrical services |  | 3 | 05 | 020 | 000 | 3.05.020
Ss_70_80_01_02 | 70 | 80 | 01 | 02 | Approach lighting systems | Maintenance Costs (MC) | Services and equipment | Electrical services |  | 5 | 05 | 020 | 000 | 5.05.020
Ss_70_80_01_03 | 70 | 80 | 01 | 03 | Apron lighting systems | Construction Costs (CC) | Services and equipment | Electrical services |  | 2 | 05 | 020 | 000 | 2.05.020
Ss_70_80_01_03 | 70 | 80 | 01 | 03 | Apron lighting systems | Renewal Costs (RC) | Services and equipment | Electrical services |  | 3 | 05 | 020 | 000 | 3.05.020
Ss_70_80_01_03 | 70 | 80 | 01 | 03 | Apron lighting systems | Maintenance Costs (MC) | Services and equipment | Electrical services |  | 5 | 05 | 020 | 000 | 5.05.020
Ss_70_80_01_47 | 70 | 80 | 01 | 47 | Lighting beacon systems | Construction Costs (CC) | Services and equipment | Electrical services |  | 2 | 05 | 020 | 000 | 2.05.020
Ss_70_80_01_47 | 70 | 80 | 01 | 47 | Lighting beacon systems | Renewal Costs (RC) | Services and equipment | Electrical services |  | 3 | 05 | 020 | 000 | 3.05.020
Ss_70_80_01_47 | 70 | 80 | 01 | 47 | Lighting beacon systems | Maintenance Costs (MC) | Services and equipment | Electrical services |  | 5 | 05 | 020 | 000 | 5.05.020
Ss_70_80_01_65 | 70 | 80 | 01 | 65 | Precision approach path indicator systems | Construction Costs (CC) | Services and equipment | Electrical services |  | 2 | 05 | 020 | 000 | 2.05.020
Ss_70_80_01_65 | 70 | 80 | 01 | 65 | Precision approach path indicator systems | Renewal Costs (RC) | Services and equipment | Electrical services |  | 3 | 05 | 020 | 000 | 3.05.020
Ss_70_80_01_65 | 70 | 80 | 01 | 65 | Precision approach path indicator systems | Maintenance Costs (MC) | Services and equipment | Electrical services |  | 5 | 05 | 020 | 000 | 5.05.020
Ss_70_80_01_74 | 70 | 80 | 01 | 74 | Runway lighting systems | Construction Costs (CC) | Services and equipment | Electrical services |  | 2 | 05 | 020 | 000 | 2.05.020
Ss_70_80_01_74 | 70 | 80 | 01 | 74 | Runway lighting systems | Renewal Costs (RC) | Services and equipment | Electrical services |  | 3 | 05 | 020 | 000 | 3.05.020
Ss_70_80_01_74 | 70 | 80 | 01 | 74 | Runway lighting systems | Maintenance Costs (MC) | Services and equipment | Electrical services |  | 5 | 05 | 020 | 000 | 5.05.020
Ss_70_80_01_87 | 70 | 80 | 01 | 87 | Taxiway lighting systems | Construction Costs (CC) | Services and equipment | Electrical services |  | 2 | 05 | 020 | 000 | 2.05.020
Ss_70_80_01_87 | 70 | 80 | 01 | 87 | Taxiway lighting systems | Renewal Costs (RC) | Services and equipment | Electrical services |  | 3 | 05 | 020 | 000 | 3.05.020
Ss_70_80_01_87 | 70 | 80 | 01 | 87 | Taxiway lighting systems | Maintenance Costs (MC) | Services and equipment | Electrical services |  | 5 | 05 | 020 | 000 | 5.05.020
Ss_70_80_25 | 70 | 80 | 25 |  | External lighting systems | Construction Costs (CC) | Services and equipment | Electrical services |  | 2 | 05 | 020 | 000 | 2.05.020
Ss_70_80_25 | 70 | 80 | 25 |  | External lighting systems | Renewal Costs (RC) | Services and equipment | Electrical services |  | 3 | 05 | 020 | 000 | 3.05.020
Ss_70_80_25 | 70 | 80 | 25 |  | External lighting systems | Maintenance Costs (MC) | Services and equipment | Electrical services |  | 5 | 05 | 020 | 000 | 5.05.020
Ss_70_80_25_05 | 70 | 80 | 25 | 05 | Amenity lighting systems | Construction Costs (CC) | Services and equipment | Electrical services |  | 2 | 05 | 020 | 000 | 2.05.020
Ss_70_80_25_05 | 70 | 80 | 25 | 05 | Amenity lighting systems | Renewal Costs (RC) | Services and equipment | Electrical services |  | 3 | 05 | 020 | 000 | 3.05.020
Ss_70_80_25_05 | 70 | 80 | 25 | 05 | Amenity lighting systems | Maintenance Costs (MC) | Services and equipment | Electrical services |  | 5 | 05 | 020 | 000 | 5.05.020
Ss_70_80_25_70 | 70 | 80 | 25 | 70 | Roadway lighting systems | Construction Costs (CC) | Services and equipment | Electrical services |  | 2 | 05 | 020 | 000 | 2.05.020
Ss_70_80_25_70 | 70 | 80 | 25 | 70 | Roadway lighting systems | Renewal Costs (RC) | Services and equipment | Electrical services |  | 3 | 05 | 020 | 000 | 3.05.020
Ss_70_80_25_70 | 70 | 80 | 25 | 70 | Roadway lighting systems | Maintenance Costs (MC) | Services and equipment | Electrical services |  | 5 | 05 | 020 | 000 | 5.05.020
Ss_70_80_25_90 | 70 | 80 | 25 | 90 | Tunnel lighting systems | Construction Costs (CC) | Services and equipment | Electrical services |  | 2 | 05 | 020 | 000 | 2.05.020
Ss_70_80_25_90 | 70 | 80 | 25 | 90 | Tunnel lighting systems | Renewal Costs (RC) | Services and equipment | Electrical services |  | 3 | 05 | 020 | 000 | 3.05.020
Ss_70_80_25_90 | 70 | 80 | 25 | 90 | Tunnel lighting systems | Maintenance Costs (MC) | Services and equipment | Electrical services |  | 5 | 05 | 020 | 000 | 5.05.020
Ss_70_80_33 | 70 | 80 | 33 |  | General space lighting systems | Construction Costs (CC) | Services and equipment | Electrical services |  | 2 | 05 | 020 | 000 | 2.05.020
Ss_70_80_33 | 70 | 80 | 33 |  | General space lighting systems | Renewal Costs (RC) | Services and equipment | Electrical services |  | 3 | 05 | 020 | 000 | 3.05.020
Ss_70_80_33 | 70 | 80 | 33 |  | General space lighting systems | Maintenance Costs (MC) | Services and equipment | Electrical services |  | 5 | 05 | 020 | 000 | 5.05.020
Ss_70_80_33_12 | 70 | 80 | 33 | 12 | Central battery supplied emergency lighting systems | Construction Costs (CC) | Services and equipment | Electrical services |  | 2 | 05 | 020 | 000 | 2.05.020
Ss_70_80_33_12 | 70 | 80 | 33 | 12 | Central battery supplied emergency lighting systems | Renewal Costs (RC) | Services and equipment | Electrical services |  | 3 | 05 | 020 | 000 | 3.05.020
Ss_70_80_33_12 | 70 | 80 | 33 | 12 | Central battery supplied emergency lighting systems | Maintenance Costs (MC) | Services and equipment | Electrical services |  | 5 | 05 | 020 | 000 | 5.05.020
Ss_70_80_33_30 | 70 | 80 | 33 | 30 | Fibre optic lighting systems | Construction Costs (CC) | Services and equipment | Electrical services |  | 2 | 05 | 020 | 000 | 2.05.020
Ss_70_80_33_30 | 70 | 80 | 33 | 30 | Fibre optic lighting systems | Renewal Costs (RC) | Services and equipment | Electrical services |  | 3 | 05 | 020 | 000 | 3.05.020
Ss_70_80_33_30 | 70 | 80 | 33 | 30 | Fibre optic lighting systems | Maintenance Costs (MC) | Services and equipment | Electrical services |  | 5 | 05 | 020 | 000 | 5.05.020
Ss_70_80_33_33 | 70 | 80 | 33 | 33 | General lighting systems with prefabricated wiring | Construction Costs (CC) | Services and equipment | Electrical services |  | 2 | 05 | 020 | 000 | 2.05.020
Ss_70_80_33_33 | 70 | 80 | 33 | 33 | General lighting systems with prefabricated wiring | Renewal Costs (RC) | Services and equipment | Electrical services |  | 3 | 05 | 020 | 000 | 3.05.020
Ss_70_80_33_33 | 70 | 80 | 33 | 33 | General lighting systems with prefabricated wiring | Maintenance Costs (MC) | Services and equipment | Electrical services |  | 5 | 05 | 020 | 000 | 5.05.020
Ss_70_80_33_35 | 70 | 80 | 33 | 35 | Hard-wired general lighting systems | Construction Costs (CC) | Services and equipment | Electrical services |  | 2 | 05 | 020 | 000 | 2.05.020
Ss_70_80_33_35 | 70 | 80 | 33 | 35 | Hard-wired general lighting systems | Renewal Costs (RC) | Services and equipment | Electrical services |  | 3 | 05 | 020 | 000 | 3.05.020
Ss_70_80_33_35 | 70 | 80 | 33 | 35 | Hard-wired general lighting systems | Maintenance Costs (MC) | Services and equipment | Electrical services |  | 5 | 05 | 020 | 000 | 5.05.020
Ss_70_80_33_88 | 70 | 80 | 33 | 88 | Theatrical/ stage lighting systems | Construction Costs (CC) | Services and equipment | Electrical services |  | 2 | 05 | 020 | 000 | 2.05.020
Ss_70_80_33_88 | 70 | 80 | 33 | 88 | Theatrical/ stage lighting systems | Renewal Costs (RC) | Services and equipment | Electrical services |  | 3 | 05 | 020 | 000 | 3.05.020
Ss_70_80_33_88 | 70 | 80 | 33 | 88 | Theatrical/ stage lighting systems | Maintenance Costs (MC) | Services and equipment | Electrical services |  | 5 | 05 | 020 | 000 | 5.05.020
Ss_70_80_33_92 | 70 | 80 | 33 | 92 | Underwater lighting systems | Construction Costs (CC) | Services and equipment | Electrical services |  | 2 | 05 | 020 | 000 | 2.05.020
Ss_70_80_33_92 | 70 | 80 | 33 | 92 | Underwater lighting systems | Renewal Costs (RC) | Services and equipment | Electrical services |  | 3 | 05 | 020 | 000 | 3.05.020
Ss_70_80_33_92 | 70 | 80 | 33 | 92 | Underwater lighting systems | Maintenance Costs (MC) | Services and equipment | Electrical services |  | 5 | 05 | 020 | 000 | 5.05.020
Ss_70_95 | 70 | 95 |  |  | Temporary electrical systems | Construction Costs (CC) | Services and equipment | Electrical services |  | 2 | 05 | 020 | 000 | 2.05.020
Ss_70_95 | 70 | 95 |  |  | Temporary electrical systems | Renewal Costs (RC) | Services and equipment | Electrical services |  | 3 | 05 | 020 | 000 | 3.05.020
Ss_70_95 | 70 | 95 |  |  | Temporary electrical systems | Maintenance Costs (MC) | Services and equipment | Electrical services |  | 5 | 05 | 020 | 000 | 5.05.020
Ss_75 | 75 |  |  |  | Communications, security, safety, control and protection systems | Construction Costs (CC) | Services and equipment | Extra low voltage electrical services |  | 2 | 05 | 040 | 000 | 2.05.040
Ss_75 | 75 |  |  |  | Communications, security, safety, control and protection systems | Renewal Costs (RC) | Services and equipment | Extra low voltage electrical services |  | 3 | 05 | 040 | 000 | 3.05.040
Ss_75 | 75 |  |  |  | Communications, security, safety, control and protection systems | Maintenance Costs (MC) | Services and equipment | Extra low voltage electrical services |  | 5 | 05 | 040 | 000 | 5.05.040
Ss_75_10 | 75 | 10 |  |  | Communications systems | Construction Costs (CC) | Services and equipment | Extra low voltage electrical services |  | 2 | 05 | 040 | 000 | 2.05.040
Ss_75_10 | 75 | 10 |  |  | Communications systems | Renewal Costs (RC) | Services and equipment | Extra low voltage electrical services |  | 3 | 05 | 040 | 000 | 3.05.040
Ss_75_10 | 75 | 10 |  |  | Communications systems | Maintenance Costs (MC) | Services and equipment | Extra low voltage electrical services |  | 5 | 05 | 040 | 000 | 5.05.040
Ss_75_10_21 | 75 | 10 | 21 |  | Data distribution and telecommunications systems | Construction Costs (CC) | Services and equipment | Extra low voltage electrical services |  | 2 | 05 | 040 | 000 | 2.05.040
Ss_75_10_21 | 75 | 10 | 21 |  | Data distribution and telecommunications systems | Renewal Costs (RC) | Services and equipment | Extra low voltage electrical services |  | 3 | 05 | 040 | 000 | 3.05.040
Ss_75_10_21 | 75 | 10 | 21 |  | Data distribution and telecommunications systems | Maintenance Costs (MC) | Services and equipment | Extra low voltage electrical services |  | 5 | 05 | 040 | 000 | 5.05.040
Ss_75_10_21_21 | 75 | 10 | 21 | 21 | Data distribution systems | Construction Costs (CC) | Services and equipment | Extra low voltage electrical services |  | 2 | 05 | 040 | 000 | 2.05.040
Ss_75_10_21_21 | 75 | 10 | 21 | 21 | Data distribution systems | Renewal Costs (RC) | Services and equipment | Extra low voltage electrical services |  | 3 | 05 | 040 | 000 | 3.05.040
Ss_75_10_21_21 | 75 | 10 | 21 | 21 | Data distribution systems | Maintenance Costs (MC) | Services and equipment | Extra low voltage electrical services |  | 5 | 05 | 040 | 000 | 5.05.040
Ss_75_10_21_48 | 75 | 10 | 21 | 48 | Local area network (LAN) systems | Construction Costs (CC) | Services and equipment | Extra low voltage electrical services |  | 2 | 05 | 040 | 000 | 2.05.040
Ss_75_10_21_48 | 75 | 10 | 21 | 48 | Local area network (LAN) systems | Renewal Costs (RC) | Services and equipment | Extra low voltage electrical services |  | 3 | 05 | 040 | 000 | 3.05.040
Ss_75_10_21_48 | 75 | 10 | 21 | 48 | Local area network (LAN) systems | Maintenance Costs (MC) | Services and equipment | Extra low voltage electrical services |  | 5 | 05 | 040 | 000 | 5.05.040
Ss_75_10_21_88 | 75 | 10 | 21 | 88 | Telecommunications systems | Construction Costs (CC) | Services and equipment | Extra low voltage electrical services |  | 2 | 05 | 040 | 000 | 2.05.040
Ss_75_10_21_88 | 75 | 10 | 21 | 88 | Telecommunications systems | Renewal Costs (RC) | Services and equipment | Extra low voltage electrical services |  | 3 | 05 | 040 | 000 | 3.05.040
Ss_75_10_21_88 | 75 | 10 | 21 | 88 | Telecommunications systems | Maintenance Costs (MC) | Services and equipment | Extra low voltage electrical services |  | 5 | 05 | 040 | 000 | 5.05.040
Ss_75_10_21_97 | 75 | 10 | 21 | 97 | Wide area network (WAN) systems | Construction Costs (CC) | Services and equipment | Extra low voltage electrical services |  | 2 | 05 | 040 | 000 | 2.05.040
Ss_75_10_21_97 | 75 | 10 | 21 | 97 | Wide area network (WAN) systems | Renewal Costs (RC) | Services and equipment | Extra low voltage electrical services |  | 3 | 05 | 040 | 000 | 3.05.040
Ss_75_10_21_97 | 75 | 10 | 21 | 97 | Wide area network (WAN) systems | Maintenance Costs (MC) | Services and equipment | Extra low voltage electrical services |  | 5 | 05 | 040 | 000 | 5.05.040
Ss_75_10_46 | 75 | 10 | 46 |  | Listening systems | Construction Costs (CC) | Services and equipment | Extra low voltage electrical services |  | 2 | 05 | 040 | 000 | 2.05.040
Ss_75_10_46 | 75 | 10 | 46 |  | Listening systems | Renewal Costs (RC) | Services and equipment | Extra low voltage electrical services |  | 3 | 05 | 040 | 000 | 3.05.040
Ss_75_10_46 | 75 | 10 | 46 |  | Listening systems | Maintenance Costs (MC) | Services and equipment | Extra low voltage electrical services |  | 5 | 05 | 040 | 000 | 5.05.040
Ss_75_10_46_05 | 75 | 10 | 46 | 05 | Audio-frequency induction-loop systems | Construction Costs (CC) | Services and equipment | Extra low voltage electrical services |  | 2 | 05 | 040 | 000 | 2.05.040
Ss_75_10_46_05 | 75 | 10 | 46 | 05 | Audio-frequency induction-loop systems | Renewal Costs (RC) | Services and equipment | Extra low voltage electrical services |  | 3 | 05 | 040 | 000 | 3.05.040
Ss_75_10_46_05 | 75 | 10 | 46 | 05 | Audio-frequency induction-loop systems | Maintenance Costs (MC) | Services and equipment | Extra low voltage electrical services |  | 5 | 05 | 040 | 000 | 5.05.040
Ss_75_10_46_42 | 75 | 10 | 46 | 42 | Infrared listening systems | Construction Costs (CC) | Services and equipment | Extra low voltage electrical services |  | 2 | 05 | 040 | 000 | 2.05.040
Ss_75_10_46_42 | 75 | 10 | 46 | 42 | Infrared listening systems | Renewal Costs (RC) | Services and equipment | Extra low voltage electrical services |  | 3 | 05 | 040 | 000 | 3.05.040
Ss_75_10_46_42 | 75 | 10 | 46 | 42 | Infrared listening systems | Maintenance Costs (MC) | Services and equipment | Extra low voltage electrical services |  | 5 | 05 | 040 | 000 | 5.05.040
Ss_75_10_68 | 75 | 10 | 68 |  | Public communications systems | Construction Costs (CC) | Services and equipment | Extra low voltage electrical services |  | 2 | 05 | 040 | 000 | 2.05.040
Ss_75_10_68 | 75 | 10 | 68 |  | Public communications systems | Renewal Costs (RC) | Services and equipment | Extra low voltage electrical services |  | 3 | 05 | 040 | 000 | 3.05.040
Ss_75_10_68 | 75 | 10 | 68 |  | Public communications systems | Maintenance Costs (MC) | Services and equipment | Extra low voltage electrical services |  | 5 | 05 | 040 | 000 | 5.05.040
Ss_75_10_68_02 | 75 | 10 | 68 | 02 | Advertising display systems | Construction Costs (CC) | Services and equipment | Extra low voltage electrical services |  | 2 | 05 | 040 | 000 | 2.05.040
Ss_75_10_68_02 | 75 | 10 | 68 | 02 | Advertising display systems | Renewal Costs (RC) | Services and equipment | Extra low voltage electrical services |  | 3 | 05 | 040 | 000 | 3.05.040
Ss_75_10_68_02 | 75 | 10 | 68 | 02 | Advertising display systems | Maintenance Costs (MC) | Services and equipment | Extra low voltage electrical services |  | 5 | 05 | 040 | 000 | 5.05.040
Ss_75_10_68_13 | 75 | 10 | 68 | 13 | Clock systems | Construction Costs (CC) | Services and equipment | Extra low voltage electrical services |  | 2 | 05 | 040 | 000 | 2.05.040
Ss_75_10_68_13 | 75 | 10 | 68 | 13 | Clock systems | Renewal Costs (RC) | Services and equipment | Extra low voltage electrical services |  | 3 | 05 | 040 | 000 | 3.05.040
Ss_75_10_68_13 | 75 | 10 | 68 | 13 | Clock systems | Maintenance Costs (MC) | Services and equipment | Extra low voltage electrical services |  | 5 | 05 | 040 | 000 | 5.05.040
Ss_75_10_68_42 | 75 | 10 | 68 | 42 | Information display systems | Construction Costs (CC) | Services and equipment | Extra low voltage electrical services |  | 2 | 05 | 040 | 000 | 2.05.040
Ss_75_10_68_42 | 75 | 10 | 68 | 42 | Information display systems | Renewal Costs (RC) | Services and equipment | Extra low voltage electrical services |  | 3 | 05 | 040 | 000 | 3.05.040
Ss_75_10_68_42 | 75 | 10 | 68 | 42 | Information display systems | Maintenance Costs (MC) | Services and equipment | Extra low voltage electrical services |  | 5 | 05 | 040 | 000 | 5.05.040
Ss_75_10_68_68 | 75 | 10 | 68 | 68 | Public address systems | Construction Costs (CC) | Services and equipment | Extra low voltage electrical services |  | 2 | 05 | 040 | 000 | 2.05.040
Ss_75_10_68_68 | 75 | 10 | 68 | 68 | Public address systems | Renewal Costs (RC) | Services and equipment | Extra low voltage electrical services |  | 3 | 05 | 040 | 000 | 3.05.040
Ss_75_10_68_68 | 75 | 10 | 68 | 68 | Public address systems | Maintenance Costs (MC) | Services and equipment | Extra low voltage electrical services |  | 5 | 05 | 040 | 000 | 5.05.040
Ss_75_10_68_69 | 75 | 10 | 68 | 69 | Queue management systems | Construction Costs (CC) | Services and equipment | Extra low voltage electrical services |  | 2 | 05 | 040 | 000 | 2.05.040
Ss_75_10_68_69 | 75 | 10 | 68 | 69 | Queue management systems | Renewal Costs (RC) | Services and equipment | Extra low voltage electrical services |  | 3 | 05 | 040 | 000 | 3.05.040
Ss_75_10_68_69 | 75 | 10 | 68 | 69 | Queue management systems | Maintenance Costs (MC) | Services and equipment | Extra low voltage electrical services |  | 5 | 05 | 040 | 000 | 5.05.040
Ss_75_10_70 | 75 | 10 | 70 |  | Radio and television distribution systems | Construction Costs (CC) | Services and equipment | Extra low voltage electrical services |  | 2 | 05 | 040 | 000 | 2.05.040
Ss_75_10_70 | 75 | 10 | 70 |  | Radio and television distribution systems | Renewal Costs (RC) | Services and equipment | Extra low voltage electrical services |  | 3 | 05 | 040 | 000 | 3.05.040
Ss_75_10_70 | 75 | 10 | 70 |  | Radio and television distribution systems | Maintenance Costs (MC) | Services and equipment | Extra low voltage electrical services |  | 5 | 05 | 040 | 000 | 5.05.040
Ss_75_10_70_70 | 75 | 10 | 70 | 70 | Radio distribution systems | Construction Costs (CC) | Services and equipment | Extra low voltage electrical services |  | 2 | 05 | 040 | 000 | 2.05.040
Ss_75_10_70_70 | 75 | 10 | 70 | 70 | Radio distribution systems | Renewal Costs (RC) | Services and equipment | Extra low voltage electrical services |  | 3 | 05 | 040 | 000 | 3.05.040
Ss_75_10_70_70 | 75 | 10 | 70 | 70 | Radio distribution systems | Maintenance Costs (MC) | Services and equipment | Extra low voltage electrical services |  | 5 | 05 | 040 | 000 | 5.05.040
Ss_75_10_70_88 | 75 | 10 | 70 | 88 | Television distribution systems | Construction Costs (CC) | Services and equipment | Extra low voltage electrical services |  | 2 | 05 | 040 | 000 | 2.05.040
Ss_75_10_70_88 | 75 | 10 | 70 | 88 | Television distribution systems | Renewal Costs (RC) | Services and equipment | Extra low voltage electrical services |  | 3 | 05 | 040 | 000 | 3.05.040
Ss_75_10_70_88 | 75 | 10 | 70 | 88 | Television distribution systems | Maintenance Costs (MC) | Services and equipment | Extra low voltage electrical services |  | 5 | 05 | 040 | 000 | 5.05.040
Ss_75_10_72 | 75 | 10 | 72 |  | Emergency communication systems | Construction Costs (CC) | Services and equipment | Extra low voltage electrical services |  | 2 | 05 | 040 | 000 | 2.05.040
Ss_75_10_72 | 75 | 10 | 72 |  | Emergency communication systems | Renewal Costs (RC) | Services and equipment | Extra low voltage electrical services |  | 3 | 05 | 040 | 000 | 3.05.040
Ss_75_10_72 | 75 | 10 | 72 |  | Emergency communication systems | Maintenance Costs (MC) | Services and equipment | Extra low voltage electrical services |  | 5 | 05 | 040 | 000 | 5.05.040
Ss_75_10_72_70 | 75 | 10 | 72 | 70 | Radio communications systems | Construction Costs (CC) | Services and equipment | Extra low voltage electrical services |  | 2 | 05 | 040 | 000 | 2.05.040
Ss_75_10_72_70 | 75 | 10 | 72 | 70 | Radio communications systems | Renewal Costs (RC) | Services and equipment | Extra low voltage electrical services |  | 3 | 05 | 040 | 000 | 3.05.040
Ss_75_10_72_70 | 75 | 10 | 72 | 70 | Radio communications systems | Maintenance Costs (MC) | Services and equipment | Extra low voltage electrical services |  | 5 | 05 | 040 | 000 | 5.05.040
Ss_75_10_72_72 | 75 | 10 | 72 | 72 | Roadway emergency communication systems | Construction Costs (CC) | Services and equipment | Extra low voltage electrical services |  | 2 | 05 | 040 | 000 | 2.05.040
Ss_75_10_72_72 | 75 | 10 | 72 | 72 | Roadway emergency communication systems | Renewal Costs (RC) | Services and equipment | Extra low voltage electrical services |  | 3 | 05 | 040 | 000 | 3.05.040
Ss_75_10_72_72 | 75 | 10 | 72 | 72 | Roadway emergency communication systems | Maintenance Costs (MC) | Services and equipment | Extra low voltage electrical services |  | 5 | 05 | 040 | 000 | 5.05.040
Ss_75_10_88 | 75 | 10 | 88 |  | Timing and scoring systems | Construction Costs (CC) | Services and equipment | Extra low voltage electrical services |  | 2 | 05 | 040 | 000 | 2.05.040
Ss_75_10_88 | 75 | 10 | 88 |  | Timing and scoring systems | Renewal Costs (RC) | Services and equipment | Extra low voltage electrical services |  | 3 | 05 | 040 | 000 | 3.05.040
Ss_75_10_88 | 75 | 10 | 88 |  | Timing and scoring systems | Maintenance Costs (MC) | Services and equipment | Extra low voltage electrical services |  | 5 | 05 | 040 | 000 | 5.05.040
Ss_75_10_88_05 | 75 | 10 | 88 | 05 | Athletics timing and scoring systems | Construction Costs (CC) | Services and equipment | Extra low voltage electrical services |  | 2 | 05 | 040 | 000 | 2.05.040
Ss_75_10_88_05 | 75 | 10 | 88 | 05 | Athletics timing and scoring systems | Renewal Costs (RC) | Services and equipment | Extra low voltage electrical services |  | 3 | 05 | 040 | 000 | 3.05.040
Ss_75_10_88_05 | 75 | 10 | 88 | 05 | Athletics timing and scoring systems | Maintenance Costs (MC) | Services and equipment | Extra low voltage electrical services |  | 5 | 05 | 040 | 000 | 5.05.040
Ss_75_10_88_86 | 75 | 10 | 88 | 86 | Swimming pool timing and scoring systems | Construction Costs (CC) | Services and equipment | Extra low voltage electrical services |  | 2 | 05 | 040 | 000 | 2.05.040
Ss_75_10_88_86 | 75 | 10 | 88 | 86 | Swimming pool timing and scoring systems | Renewal Costs (RC) | Services and equipment | Extra low voltage electrical services |  | 3 | 05 | 040 | 000 | 3.05.040
Ss_75_10_88_86 | 75 | 10 | 88 | 86 | Swimming pool timing and scoring systems | Maintenance Costs (MC) | Services and equipment | Extra low voltage electrical services |  | 5 | 05 | 040 | 000 | 5.05.040
Ss_75_30 | 75 | 30 |  |  | Signal systems | Construction Costs (CC) | Services and equipment | Extra low voltage electrical services |  | 2 | 05 | 040 | 000 | 2.05.040
Ss_75_30 | 75 | 30 |  |  | Signal systems | Renewal Costs (RC) | Services and equipment | Extra low voltage electrical services |  | 3 | 05 | 040 | 000 | 3.05.040
Ss_75_30 | 75 | 30 |  |  | Signal systems | Maintenance Costs (MC) | Services and equipment | Extra low voltage electrical services |  | 5 | 05 | 040 | 000 | 5.05.040
Ss_75_30_35 | 75 | 30 | 35 |  | Highway signal and control systems | Construction Costs (CC) | Services and equipment | Extra low voltage electrical services |  | 2 | 05 | 040 | 000 | 2.05.040
Ss_75_30_35 | 75 | 30 | 35 |  | Highway signal and control systems | Renewal Costs (RC) | Services and equipment | Extra low voltage electrical services |  | 3 | 05 | 040 | 000 | 3.05.040
Ss_75_30_35 | 75 | 30 | 35 |  | Highway signal and control systems | Maintenance Costs (MC) | Services and equipment | Extra low voltage electrical services |  | 5 | 05 | 040 | 000 | 5.05.040
Ss_75_30_35_52 | 75 | 30 | 35 | 52 | Motorway signal and control systems | Construction Costs (CC) | Services and equipment | Extra low voltage electrical services |  | 2 | 05 | 040 | 000 | 2.05.040
Ss_75_30_35_52 | 75 | 30 | 35 | 52 | Motorway signal and control systems | Renewal Costs (RC) | Services and equipment | Extra low voltage electrical services |  | 3 | 05 | 040 | 000 | 3.05.040
Ss_75_30_35_52 | 75 | 30 | 35 | 52 | Motorway signal and control systems | Maintenance Costs (MC) | Services and equipment | Extra low voltage electrical services |  | 5 | 05 | 040 | 000 | 5.05.040
Ss_75_30_35_72 | 75 | 30 | 35 | 72 | Road signal and control systems | Construction Costs (CC) | Services and equipment | Extra low voltage electrical services |  | 2 | 05 | 040 | 000 | 2.05.040
Ss_75_30_35_72 | 75 | 30 | 35 | 72 | Road signal and control systems | Renewal Costs (RC) | Services and equipment | Extra low voltage electrical services |  | 3 | 05 | 040 | 000 | 3.05.040
Ss_75_30_35_72 | 75 | 30 | 35 | 72 | Road signal and control systems | Maintenance Costs (MC) | Services and equipment | Extra low voltage electrical services |  | 5 | 05 | 040 | 000 | 5.05.040
Ss_75_30_50 | 75 | 30 | 50 |  | Marine signal systems | Construction Costs (CC) | Services and equipment | Extra low voltage electrical services |  | 2 | 05 | 040 | 000 | 2.05.040
Ss_75_30_50 | 75 | 30 | 50 |  | Marine signal systems | Renewal Costs (RC) | Services and equipment | Extra low voltage electrical services |  | 3 | 05 | 040 | 000 | 3.05.040
Ss_75_30_50 | 75 | 30 | 50 |  | Marine signal systems | Maintenance Costs (MC) | Services and equipment | Extra low voltage electrical services |  | 5 | 05 | 040 | 000 | 5.05.040
Ss_75_30_60 | 75 | 30 | 60 |  | Obstacle beacon systems | Construction Costs (CC) | Services and equipment | Extra low voltage electrical services |  | 2 | 05 | 040 | 000 | 2.05.040
Ss_75_30_60 | 75 | 30 | 60 |  | Obstacle beacon systems | Renewal Costs (RC) | Services and equipment | Extra low voltage electrical services |  | 3 | 05 | 040 | 000 | 3.05.040
Ss_75_30_60 | 75 | 30 | 60 |  | Obstacle beacon systems | Maintenance Costs (MC) | Services and equipment | Extra low voltage electrical services |  | 5 | 05 | 040 | 000 | 5.05.040
Ss_75_30_70 | 75 | 30 | 70 |  | Railway signal and control systems | Construction Costs (CC) | Services and equipment | Extra low voltage electrical services |  | 2 | 05 | 040 | 000 | 2.05.040
Ss_75_30_70 | 75 | 30 | 70 |  | Railway signal and control systems | Renewal Costs (RC) | Services and equipment | Extra low voltage electrical services |  | 3 | 05 | 040 | 000 | 3.05.040
Ss_75_30_70 | 75 | 30 | 70 |  | Railway signal and control systems | Maintenance Costs (MC) | Services and equipment | Extra low voltage electrical services |  | 5 | 05 | 040 | 000 | 5.05.040
Ss_75_30_70_27 | 75 | 30 | 70 | 27 | Emergency traction current discharge systems (ETCDS) | Construction Costs (CC) | Services and equipment | Extra low voltage electrical services |  | 2 | 05 | 040 | 000 | 2.05.040
Ss_75_30_70_27 | 75 | 30 | 70 | 27 | Emergency traction current discharge systems (ETCDS) | Renewal Costs (RC) | Services and equipment | Extra low voltage electrical services |  | 3 | 05 | 040 | 000 | 3.05.040
Ss_75_30_70_27 | 75 | 30 | 70 | 27 | Emergency traction current discharge systems (ETCDS) | Maintenance Costs (MC) | Services and equipment | Extra low voltage electrical services |  | 5 | 05 | 040 | 000 | 5.05.040
Ss_75_30_70_70 | 75 | 30 | 70 | 70 | Rail signal systems | Construction Costs (CC) | Services and equipment | Extra low voltage electrical services |  | 2 | 05 | 040 | 000 | 2.05.040
Ss_75_30_70_70 | 75 | 30 | 70 | 70 | Rail signal systems | Renewal Costs (RC) | Services and equipment | Extra low voltage electrical services |  | 3 | 05 | 040 | 000 | 3.05.040
Ss_75_30_70_70 | 75 | 30 | 70 | 70 | Rail signal systems | Maintenance Costs (MC) | Services and equipment | Extra low voltage electrical services |  | 5 | 05 | 040 | 000 | 5.05.040
Ss_75_30_90 | 75 | 30 | 90 |  | Tramway signal systems | Construction Costs (CC) | Services and equipment | Extra low voltage electrical services |  | 2 | 05 | 040 | 000 | 2.05.040
Ss_75_30_90 | 75 | 30 | 90 |  | Tramway signal systems | Renewal Costs (RC) | Services and equipment | Extra low voltage electrical services |  | 3 | 05 | 040 | 000 | 3.05.040
Ss_75_30_90 | 75 | 30 | 90 |  | Tramway signal systems | Maintenance Costs (MC) | Services and equipment | Extra low voltage electrical services |  | 5 | 05 | 040 | 000 | 5.05.040
Ss_75_30_97 | 75 | 30 | 97 |  | Waterway signal systems | Construction Costs (CC) | Services and equipment | Extra low voltage electrical services |  | 2 | 05 | 040 | 000 | 2.05.040
Ss_75_30_97 | 75 | 30 | 97 |  | Waterway signal systems | Renewal Costs (RC) | Services and equipment | Extra low voltage electrical services |  | 3 | 05 | 040 | 000 | 3.05.040
Ss_75_30_97 | 75 | 30 | 97 |  | Waterway signal systems | Maintenance Costs (MC) | Services and equipment | Extra low voltage electrical services |  | 5 | 05 | 040 | 000 | 5.05.040
Ss_75_30_98 | 75 | 30 | 98 |  | Wind direction indication systems | Construction Costs (CC) | Services and equipment | Extra low voltage electrical services |  | 2 | 05 | 040 | 000 | 2.05.040
Ss_75_30_98 | 75 | 30 | 98 |  | Wind direction indication systems | Renewal Costs (RC) | Services and equipment | Extra low voltage electrical services |  | 3 | 05 | 040 | 000 | 3.05.040
Ss_75_30_98 | 75 | 30 | 98 |  | Wind direction indication systems | Maintenance Costs (MC) | Services and equipment | Extra low voltage electrical services |  | 5 | 05 | 040 | 000 | 5.05.040
Ss_75_30_98_96 | 75 | 30 | 98 | 96 | Windsock systems | Construction Costs (CC) | Services and equipment | Extra low voltage electrical services |  | 2 | 05 | 040 | 000 | 2.05.040
Ss_75_30_98_96 | 75 | 30 | 98 | 96 | Windsock systems | Renewal Costs (RC) | Services and equipment | Extra low voltage electrical services |  | 3 | 05 | 040 | 000 | 3.05.040
Ss_75_30_98_96 | 75 | 30 | 98 | 96 | Windsock systems | Maintenance Costs (MC) | Services and equipment | Extra low voltage electrical services |  | 5 | 05 | 040 | 000 | 5.05.040
Ss_75_40 | 75 | 40 |  |  | Security systems | Construction Costs (CC) | Services and equipment | Extra low voltage electrical services |  | 2 | 05 | 040 | 000 | 2.05.040
Ss_75_40 | 75 | 40 |  |  | Security systems | Renewal Costs (RC) | Services and equipment | Extra low voltage electrical services |  | 3 | 05 | 040 | 000 | 3.05.040
Ss_75_40 | 75 | 40 |  |  | Security systems | Maintenance Costs (MC) | Services and equipment | Extra low voltage electrical services |  | 5 | 05 | 040 | 000 | 5.05.040
Ss_75_40_02 | 75 | 40 | 02 |  | Access control systems | Construction Costs (CC) | Services and equipment | Extra low voltage electrical services |  | 2 | 05 | 040 | 000 | 2.05.040
Ss_75_40_02 | 75 | 40 | 02 |  | Access control systems | Renewal Costs (RC) | Services and equipment | Extra low voltage electrical services |  | 3 | 05 | 040 | 000 | 3.05.040
Ss_75_40_02 | 75 | 40 | 02 |  | Access control systems | Maintenance Costs (MC) | Services and equipment | Extra low voltage electrical services |  | 5 | 05 | 040 | 000 | 5.05.040
Ss_75_40_02_05 | 75 | 40 | 02 | 05 | Audio intercom systems | Construction Costs (CC) | Services and equipment | Extra low voltage electrical services |  | 2 | 05 | 040 | 000 | 2.05.040
Ss_75_40_02_05 | 75 | 40 | 02 | 05 | Audio intercom systems | Renewal Costs (RC) | Services and equipment | Extra low voltage electrical services |  | 3 | 05 | 040 | 000 | 3.05.040
Ss_75_40_02_05 | 75 | 40 | 02 | 05 | Audio intercom systems | Maintenance Costs (MC) | Services and equipment | Extra low voltage electrical services |  | 5 | 05 | 040 | 000 | 5.05.040
Ss_75_40_02_11 | 75 | 40 | 02 | 11 | Card access control systems | Construction Costs (CC) | Services and equipment | Extra low voltage electrical services |  | 2 | 05 | 040 | 000 | 2.05.040
Ss_75_40_02_11 | 75 | 40 | 02 | 11 | Card access control systems | Renewal Costs (RC) | Services and equipment | Extra low voltage electrical services |  | 3 | 05 | 040 | 000 | 3.05.040
Ss_75_40_02_11 | 75 | 40 | 02 | 11 | Card access control systems | Maintenance Costs (MC) | Services and equipment | Extra low voltage electrical services |  | 5 | 05 | 040 | 000 | 5.05.040
Ss_75_40_53 | 75 | 40 | 53 |  | Monitoring systems | Construction Costs (CC) | Services and equipment | Extra low voltage electrical services |  | 2 | 05 | 040 | 000 | 2.05.040
Ss_75_40_53 | 75 | 40 | 53 |  | Monitoring systems | Renewal Costs (RC) | Services and equipment | Extra low voltage electrical services |  | 3 | 05 | 040 | 000 | 3.05.040
Ss_75_40_53 | 75 | 40 | 53 |  | Monitoring systems | Maintenance Costs (MC) | Services and equipment | Extra low voltage electrical services |  | 5 | 05 | 040 | 000 | 5.05.040
Ss_75_40_53_86 | 75 | 40 | 53 | 86 | Surveillance systems | Construction Costs (CC) | Services and equipment | Extra low voltage electrical services |  | 2 | 05 | 040 | 000 | 2.05.040
Ss_75_40_53_86 | 75 | 40 | 53 | 86 | Surveillance systems | Renewal Costs (RC) | Services and equipment | Extra low voltage electrical services |  | 3 | 05 | 040 | 000 | 3.05.040
Ss_75_40_53_86 | 75 | 40 | 53 | 86 | Surveillance systems | Maintenance Costs (MC) | Services and equipment | Extra low voltage electrical services |  | 5 | 05 | 040 | 000 | 5.05.040
Ss_75_40_53_90 | 75 | 40 | 53 | 90 | Train dispatch CCTV systems | Construction Costs (CC) | Services and equipment | Extra low voltage electrical services |  | 2 | 05 | 040 | 000 | 2.05.040
Ss_75_40_53_90 | 75 | 40 | 53 | 90 | Train dispatch CCTV systems | Renewal Costs (RC) | Services and equipment | Extra low voltage electrical services |  | 3 | 05 | 040 | 000 | 3.05.040
Ss_75_40_53_90 | 75 | 40 | 53 | 90 | Train dispatch CCTV systems | Maintenance Costs (MC) | Services and equipment | Extra low voltage electrical services |  | 5 | 05 | 040 | 000 | 5.05.040
Ss_75_40_53_95 | 75 | 40 | 53 | 95 | Voice recording systems | Construction Costs (CC) | Services and equipment | Extra low voltage electrical services |  | 2 | 05 | 040 | 000 | 2.05.040
Ss_75_40_53_95 | 75 | 40 | 53 | 95 | Voice recording systems | Renewal Costs (RC) | Services and equipment | Extra low voltage electrical services |  | 3 | 05 | 040 | 000 | 3.05.040
Ss_75_40_53_95 | 75 | 40 | 53 | 95 | Voice recording systems | Maintenance Costs (MC) | Services and equipment | Extra low voltage electrical services |  | 5 | 05 | 040 | 000 | 5.05.040
Ss_75_40_73 | 75 | 40 | 73 |  | Security screening systems | Construction Costs (CC) | Services and equipment | Extra low voltage electrical services |  | 2 | 05 | 040 | 000 | 2.05.040
Ss_75_40_73 | 75 | 40 | 73 |  | Security screening systems | Renewal Costs (RC) | Services and equipment | Extra low voltage electrical services |  | 3 | 05 | 040 | 000 | 3.05.040
Ss_75_40_73 | 75 | 40 | 73 |  | Security screening systems | Maintenance Costs (MC) | Services and equipment | Extra low voltage electrical services |  | 5 | 05 | 040 | 000 | 5.05.040
Ss_75_40_73_11 | 75 | 40 | 73 | 11 | Cabin baggage screening systems | Construction Costs (CC) | Services and equipment | Extra low voltage electrical services |  | 2 | 05 | 040 | 000 | 2.05.040
Ss_75_40_73_11 | 75 | 40 | 73 | 11 | Cabin baggage screening systems | Renewal Costs (RC) | Services and equipment | Extra low voltage electrical services |  | 3 | 05 | 040 | 000 | 3.05.040
Ss_75_40_73_11 | 75 | 40 | 73 | 11 | Cabin baggage screening systems | Maintenance Costs (MC) | Services and equipment | Extra low voltage electrical services |  | 5 | 05 | 040 | 000 | 5.05.040
Ss_75_40_73_60 | 75 | 40 | 73 | 60 | Passenger screening systems | Construction Costs (CC) | Services and equipment | Extra low voltage electrical services |  | 2 | 05 | 040 | 000 | 2.05.040
Ss_75_40_73_60 | 75 | 40 | 73 | 60 | Passenger screening systems | Renewal Costs (RC) | Services and equipment | Extra low voltage electrical services |  | 3 | 05 | 040 | 000 | 3.05.040
Ss_75_40_73_60 | 75 | 40 | 73 | 60 | Passenger screening systems | Maintenance Costs (MC) | Services and equipment | Extra low voltage electrical services |  | 5 | 05 | 040 | 000 | 5.05.040
Ss_75_40_75 | 75 | 40 | 75 |  | Security detection alarm systems | Construction Costs (CC) | Services and equipment | Extra low voltage electrical services |  | 2 | 05 | 040 | 000 | 2.05.040
Ss_75_40_75 | 75 | 40 | 75 |  | Security detection alarm systems | Renewal Costs (RC) | Services and equipment | Extra low voltage electrical services |  | 3 | 05 | 040 | 000 | 3.05.040
Ss_75_40_75 | 75 | 40 | 75 |  | Security detection alarm systems | Maintenance Costs (MC) | Services and equipment | Extra low voltage electrical services |  | 5 | 05 | 040 | 000 | 5.05.040
Ss_75_40_75_02 | 75 | 40 | 75 | 02 | Aerospace security detection and warning systems | Construction Costs (CC) | Services and equipment | Extra low voltage electrical services |  | 2 | 05 | 040 | 000 | 2.05.040
Ss_75_40_75_02 | 75 | 40 | 75 | 02 | Aerospace security detection and warning systems | Renewal Costs (RC) | Services and equipment | Extra low voltage electrical services |  | 3 | 05 | 040 | 000 | 3.05.040
Ss_75_40_75_02 | 75 | 40 | 75 | 02 | Aerospace security detection and warning systems | Maintenance Costs (MC) | Services and equipment | Extra low voltage electrical services |  | 5 | 05 | 040 | 000 | 5.05.040
Ss_75_40_75_40 | 75 | 40 | 75 | 40 | Intruder detection and alarm systems | Construction Costs (CC) | Services and equipment | Extra low voltage electrical services |  | 2 | 05 | 040 | 000 | 2.05.040
Ss_75_40_75_40 | 75 | 40 | 75 | 40 | Intruder detection and alarm systems | Renewal Costs (RC) | Services and equipment | Extra low voltage electrical services |  | 3 | 05 | 040 | 000 | 3.05.040
Ss_75_40_75_40 | 75 | 40 | 75 | 40 | Intruder detection and alarm systems | Maintenance Costs (MC) | Services and equipment | Extra low voltage electrical services |  | 5 | 05 | 040 | 000 | 5.05.040
Ss_75_40_75_50 | 75 | 40 | 75 | 50 | Marine and waterway security detection and warning systems | Construction Costs (CC) | Services and equipment | Extra low voltage electrical services |  | 2 | 05 | 040 | 000 | 2.05.040
Ss_75_40_75_50 | 75 | 40 | 75 | 50 | Marine and waterway security detection and warning systems | Renewal Costs (RC) | Services and equipment | Extra low voltage electrical services |  | 3 | 05 | 040 | 000 | 3.05.040
Ss_75_40_75_50 | 75 | 40 | 75 | 50 | Marine and waterway security detection and warning systems | Maintenance Costs (MC) | Services and equipment | Extra low voltage electrical services |  | 5 | 05 | 040 | 000 | 5.05.040
Ss_75_50 | 75 | 50 |  |  | Safety and protection systems | Construction Costs (CC) | Services and equipment | Extra low voltage electrical services |  | 2 | 05 | 040 | 000 | 2.05.040
Ss_75_50 | 75 | 50 |  |  | Safety and protection systems | Renewal Costs (RC) | Services and equipment | Extra low voltage electrical services |  | 3 | 05 | 040 | 000 | 3.05.040
Ss_75_50 | 75 | 50 |  |  | Safety and protection systems | Maintenance Costs (MC) | Services and equipment | Extra low voltage electrical services |  | 5 | 05 | 040 | 000 | 5.05.040
Ss_75_50_11 | 75 | 50 | 11 |  | Call and alarm systems | Construction Costs (CC) | Services and equipment | Extra low voltage electrical services |  | 2 | 05 | 040 | 000 | 2.05.040
Ss_75_50_11 | 75 | 50 | 11 |  | Call and alarm systems | Renewal Costs (RC) | Services and equipment | Extra low voltage electrical services |  | 3 | 05 | 040 | 000 | 3.05.040
Ss_75_50_11 | 75 | 50 | 11 |  | Call and alarm systems | Maintenance Costs (MC) | Services and equipment | Extra low voltage electrical services |  | 5 | 05 | 040 | 000 | 5.05.040
Ss_75_50_11_05 | 75 | 50 | 11 | 05 | Assistance call systems | Construction Costs (CC) | Services and equipment | Extra low voltage electrical services |  | 2 | 05 | 040 | 000 | 2.05.040
Ss_75_50_11_05 | 75 | 50 | 11 | 05 | Assistance call systems | Renewal Costs (RC) | Services and equipment | Extra low voltage electrical services |  | 3 | 05 | 040 | 000 | 3.05.040
Ss_75_50_11_05 | 75 | 50 | 11 | 05 | Assistance call systems | Maintenance Costs (MC) | Services and equipment | Extra low voltage electrical services |  | 5 | 05 | 040 | 000 | 5.05.040
Ss_75_50_11_27 | 75 | 50 | 11 | 27 | Emergency voice communication systems | Construction Costs (CC) | Services and equipment | Extra low voltage electrical services |  | 2 | 05 | 040 | 000 | 2.05.040
Ss_75_50_11_27 | 75 | 50 | 11 | 27 | Emergency voice communication systems | Renewal Costs (RC) | Services and equipment | Extra low voltage electrical services |  | 3 | 05 | 040 | 000 | 3.05.040
Ss_75_50_11_27 | 75 | 50 | 11 | 27 | Emergency voice communication systems | Maintenance Costs (MC) | Services and equipment | Extra low voltage electrical services |  | 5 | 05 | 040 | 000 | 5.05.040
Ss_75_50_11_57 | 75 | 50 | 11 | 57 | Nurse call systems | Construction Costs (CC) | Services and equipment | Extra low voltage electrical services |  | 2 | 05 | 040 | 000 | 2.05.040
Ss_75_50_11_57 | 75 | 50 | 11 | 57 | Nurse call systems | Renewal Costs (RC) | Services and equipment | Extra low voltage electrical services |  | 3 | 05 | 040 | 000 | 3.05.040
Ss_75_50_11_57 | 75 | 50 | 11 | 57 | Nurse call systems | Maintenance Costs (MC) | Services and equipment | Extra low voltage electrical services |  | 5 | 05 | 040 | 000 | 5.05.040
Ss_75_50_11_95 | 75 | 50 | 11 | 95 | Voice alarm systems | Construction Costs (CC) | Services and equipment | Extra low voltage electrical services |  | 2 | 05 | 040 | 000 | 2.05.040
Ss_75_50_11_95 | 75 | 50 | 11 | 95 | Voice alarm systems | Renewal Costs (RC) | Services and equipment | Extra low voltage electrical services |  | 3 | 05 | 040 | 000 | 3.05.040
Ss_75_50_11_95 | 75 | 50 | 11 | 95 | Voice alarm systems | Maintenance Costs (MC) | Services and equipment | Extra low voltage electrical services |  | 5 | 05 | 040 | 000 | 5.05.040
Ss_75_50_15 | 75 | 50 | 15 |  | Cathodic protection systems | Construction Costs (CC) | Services and equipment | Extra low voltage electrical services |  | 2 | 05 | 040 | 000 | 2.05.040
Ss_75_50_15 | 75 | 50 | 15 |  | Cathodic protection systems | Renewal Costs (RC) | Services and equipment | Extra low voltage electrical services |  | 3 | 05 | 040 | 000 | 3.05.040
Ss_75_50_15 | 75 | 50 | 15 |  | Cathodic protection systems | Maintenance Costs (MC) | Services and equipment | Extra low voltage electrical services |  | 5 | 05 | 040 | 000 | 5.05.040
Ss_75_50_15_02 | 75 | 50 | 15 | 02 | Adhesive backed zinc sheet anode systems | Construction Costs (CC) | Services and equipment | Extra low voltage electrical services |  | 2 | 05 | 040 | 000 | 2.05.040
Ss_75_50_15_02 | 75 | 50 | 15 | 02 | Adhesive backed zinc sheet anode systems | Renewal Costs (RC) | Services and equipment | Extra low voltage electrical services |  | 3 | 05 | 040 | 000 | 3.05.040
Ss_75_50_15_02 | 75 | 50 | 15 | 02 | Adhesive backed zinc sheet anode systems | Maintenance Costs (MC) | Services and equipment | Extra low voltage electrical services |  | 5 | 05 | 040 | 000 | 5.05.040
Ss_75_50_15_09 | 75 | 50 | 15 | 09 | Buried galvanic anode systems | Construction Costs (CC) | Services and equipment | Extra low voltage electrical services |  | 2 | 05 | 040 | 000 | 2.05.040
Ss_75_50_15_09 | 75 | 50 | 15 | 09 | Buried galvanic anode systems | Renewal Costs (RC) | Services and equipment | Extra low voltage electrical services |  | 3 | 05 | 040 | 000 | 3.05.040
Ss_75_50_15_09 | 75 | 50 | 15 | 09 | Buried galvanic anode systems | Maintenance Costs (MC) | Services and equipment | Extra low voltage electrical services |  | 5 | 05 | 040 | 000 | 5.05.040
Ss_75_50_15_10 | 75 | 50 | 15 | 10 | Buried impressed current anode systems | Construction Costs (CC) | Services and equipment | Extra low voltage electrical services |  | 2 | 05 | 040 | 000 | 2.05.040
Ss_75_50_15_10 | 75 | 50 | 15 | 10 | Buried impressed current anode systems | Renewal Costs (RC) | Services and equipment | Extra low voltage electrical services |  | 3 | 05 | 040 | 000 | 3.05.040
Ss_75_50_15_10 | 75 | 50 | 15 | 10 | Buried impressed current anode systems | Maintenance Costs (MC) | Services and equipment | Extra low voltage electrical services |  | 5 | 05 | 040 | 000 | 5.05.040
Ss_75_50_15_27 | 75 | 50 | 15 | 27 | Embedded impressed current anode systems | Construction Costs (CC) | Services and equipment | Extra low voltage electrical services |  | 2 | 05 | 040 | 000 | 2.05.040
Ss_75_50_15_27 | 75 | 50 | 15 | 27 | Embedded impressed current anode systems | Renewal Costs (RC) | Services and equipment | Extra low voltage electrical services |  | 3 | 05 | 040 | 000 | 3.05.040
Ss_75_50_15_27 | 75 | 50 | 15 | 27 | Embedded impressed current anode systems | Maintenance Costs (MC) | Services and equipment | Extra low voltage electrical services |  | 5 | 05 | 040 | 000 | 5.05.040
Ss_75_50_15_28 | 75 | 50 | 15 | 28 | Embedded zinc anode systems | Construction Costs (CC) | Services and equipment | Extra low voltage electrical services |  | 2 | 05 | 040 | 000 | 2.05.040
Ss_75_50_15_28 | 75 | 50 | 15 | 28 | Embedded zinc anode systems | Renewal Costs (RC) | Services and equipment | Extra low voltage electrical services |  | 3 | 05 | 040 | 000 | 3.05.040
Ss_75_50_15_28 | 75 | 50 | 15 | 28 | Embedded zinc anode systems | Maintenance Costs (MC) | Services and equipment | Extra low voltage electrical services |  | 5 | 05 | 040 | 000 | 5.05.040
Ss_75_50_15_41 | 75 | 50 | 15 | 41 | Immersed galvanic anode systems | Construction Costs (CC) | Services and equipment | Extra low voltage electrical services |  | 2 | 05 | 040 | 000 | 2.05.040
Ss_75_50_15_41 | 75 | 50 | 15 | 41 | Immersed galvanic anode systems | Renewal Costs (RC) | Services and equipment | Extra low voltage electrical services |  | 3 | 05 | 040 | 000 | 3.05.040
Ss_75_50_15_41 | 75 | 50 | 15 | 41 | Immersed galvanic anode systems | Maintenance Costs (MC) | Services and equipment | Extra low voltage electrical services |  | 5 | 05 | 040 | 000 | 5.05.040
Ss_75_50_15_42 | 75 | 50 | 15 | 42 | Immersed impressed current anode systems | Construction Costs (CC) | Services and equipment | Extra low voltage electrical services |  | 2 | 05 | 040 | 000 | 2.05.040
Ss_75_50_15_42 | 75 | 50 | 15 | 42 | Immersed impressed current anode systems | Renewal Costs (RC) | Services and equipment | Extra low voltage electrical services |  | 3 | 05 | 040 | 000 | 3.05.040
Ss_75_50_15_42 | 75 | 50 | 15 | 42 | Immersed impressed current anode systems | Maintenance Costs (MC) | Services and equipment | Extra low voltage electrical services |  | 5 | 05 | 040 | 000 | 5.05.040
Ss_75_50_15_72 | 75 | 50 | 15 | 72 | Recess mounted impressed current anode systems | Construction Costs (CC) | Services and equipment | Extra low voltage electrical services |  | 2 | 05 | 040 | 000 | 2.05.040
Ss_75_50_15_72 | 75 | 50 | 15 | 72 | Recess mounted impressed current anode systems | Renewal Costs (RC) | Services and equipment | Extra low voltage electrical services |  | 3 | 05 | 040 | 000 | 3.05.040
Ss_75_50_15_72 | 75 | 50 | 15 | 72 | Recess mounted impressed current anode systems | Maintenance Costs (MC) | Services and equipment | Extra low voltage electrical services |  | 5 | 05 | 040 | 000 | 5.05.040
Ss_75_50_15_85 | 75 | 50 | 15 | 85 | Surface mounted impressed current anode systems | Construction Costs (CC) | Services and equipment | Extra low voltage electrical services |  | 2 | 05 | 040 | 000 | 2.05.040
Ss_75_50_15_85 | 75 | 50 | 15 | 85 | Surface mounted impressed current anode systems | Renewal Costs (RC) | Services and equipment | Extra low voltage electrical services |  | 3 | 05 | 040 | 000 | 3.05.040
Ss_75_50_15_85 | 75 | 50 | 15 | 85 | Surface mounted impressed current anode systems | Maintenance Costs (MC) | Services and equipment | Extra low voltage electrical services |  | 5 | 05 | 040 | 000 | 5.05.040
Ss_75_50_15_99 | 75 | 50 | 15 | 99 | Zinc mesh in overlay systems | Construction Costs (CC) | Services and equipment | Extra low voltage electrical services |  | 2 | 05 | 040 | 000 | 2.05.040
Ss_75_50_15_99 | 75 | 50 | 15 | 99 | Zinc mesh in overlay systems | Renewal Costs (RC) | Services and equipment | Extra low voltage electrical services |  | 3 | 05 | 040 | 000 | 3.05.040
Ss_75_50_15_99 | 75 | 50 | 15 | 99 | Zinc mesh in overlay systems | Maintenance Costs (MC) | Services and equipment | Extra low voltage electrical services |  | 5 | 05 | 040 | 000 | 5.05.040
Ss_75_50_26 | 75 | 50 | 26 |  | Debris detection systems | Construction Costs (CC) | Services and equipment | Extra low voltage electrical services |  | 2 | 05 | 040 | 000 | 2.05.040
Ss_75_50_26 | 75 | 50 | 26 |  | Debris detection systems | Renewal Costs (RC) | Services and equipment | Extra low voltage electrical services |  | 3 | 05 | 040 | 000 | 3.05.040
Ss_75_50_26 | 75 | 50 | 26 |  | Debris detection systems | Maintenance Costs (MC) | Services and equipment | Extra low voltage electrical services |  | 5 | 05 | 040 | 000 | 5.05.040
Ss_75_50_26_30 | 75 | 50 | 26 | 30 | Foreign object debris (FOD) detection systems | Construction Costs (CC) | Services and equipment | Extra low voltage electrical services |  | 2 | 05 | 040 | 000 | 2.05.040
Ss_75_50_26_30 | 75 | 50 | 26 | 30 | Foreign object debris (FOD) detection systems | Renewal Costs (RC) | Services and equipment | Extra low voltage electrical services |  | 3 | 05 | 040 | 000 | 3.05.040
Ss_75_50_26_30 | 75 | 50 | 26 | 30 | Foreign object debris (FOD) detection systems | Maintenance Costs (MC) | Services and equipment | Extra low voltage electrical services |  | 5 | 05 | 040 | 000 | 5.05.040
Ss_75_50_28 | 75 | 50 | 28 |  | Detection and alarm systems | Construction Costs (CC) | Services and equipment | Extra low voltage electrical services |  | 2 | 05 | 040 | 000 | 2.05.040
Ss_75_50_28 | 75 | 50 | 28 |  | Detection and alarm systems | Renewal Costs (RC) | Services and equipment | Extra low voltage electrical services |  | 3 | 05 | 040 | 000 | 3.05.040
Ss_75_50_28 | 75 | 50 | 28 |  | Detection and alarm systems | Maintenance Costs (MC) | Services and equipment | Extra low voltage electrical services |  | 5 | 05 | 040 | 000 | 5.05.040
Ss_75_50_28_05 | 75 | 50 | 28 | 05 | Aspirating detection systems | Construction Costs (CC) | Services and equipment | Extra low voltage electrical services |  | 2 | 05 | 040 | 000 | 2.05.040
Ss_75_50_28_05 | 75 | 50 | 28 | 05 | Aspirating detection systems | Renewal Costs (RC) | Services and equipment | Extra low voltage electrical services |  | 3 | 05 | 040 | 000 | 3.05.040
Ss_75_50_28_05 | 75 | 50 | 28 | 05 | Aspirating detection systems | Maintenance Costs (MC) | Services and equipment | Extra low voltage electrical services |  | 5 | 05 | 040 | 000 | 5.05.040
Ss_75_50_28_22 | 75 | 50 | 28 | 22 | Domestic premises fire detection and alarm systems | Construction Costs (CC) | Services and equipment | Extra low voltage electrical services |  | 2 | 05 | 040 | 000 | 2.05.040
Ss_75_50_28_22 | 75 | 50 | 28 | 22 | Domestic premises fire detection and alarm systems | Renewal Costs (RC) | Services and equipment | Extra low voltage electrical services |  | 3 | 05 | 040 | 000 | 3.05.040
Ss_75_50_28_22 | 75 | 50 | 28 | 22 | Domestic premises fire detection and alarm systems | Maintenance Costs (MC) | Services and equipment | Extra low voltage electrical services |  | 5 | 05 | 040 | 000 | 5.05.040
Ss_75_50_28_24 | 75 | 50 | 28 | 24 | Duct smoke detector systems | Construction Costs (CC) | Services and equipment | Extra low voltage electrical services |  | 2 | 05 | 040 | 000 | 2.05.040
Ss_75_50_28_24 | 75 | 50 | 28 | 24 | Duct smoke detector systems | Renewal Costs (RC) | Services and equipment | Extra low voltage electrical services |  | 3 | 05 | 040 | 000 | 3.05.040
Ss_75_50_28_24 | 75 | 50 | 28 | 24 | Duct smoke detector systems | Maintenance Costs (MC) | Services and equipment | Extra low voltage electrical services |  | 5 | 05 | 040 | 000 | 5.05.040
Ss_75_50_28_29 | 75 | 50 | 28 | 29 | Fire detection and alarm systems | Construction Costs (CC) | Services and equipment | Extra low voltage electrical services |  | 2 | 05 | 040 | 000 | 2.05.040
Ss_75_50_28_29 | 75 | 50 | 28 | 29 | Fire detection and alarm systems | Renewal Costs (RC) | Services and equipment | Extra low voltage electrical services |  | 3 | 05 | 040 | 000 | 3.05.040
Ss_75_50_28_29 | 75 | 50 | 28 | 29 | Fire detection and alarm systems | Maintenance Costs (MC) | Services and equipment | Extra low voltage electrical services |  | 5 | 05 | 040 | 000 | 5.05.040
Ss_75_50_28_30 | 75 | 50 | 28 | 30 | Fixed gas detection and alarm systems | Construction Costs (CC) | Services and equipment | Extra low voltage electrical services |  | 2 | 05 | 040 | 000 | 2.05.040
Ss_75_50_28_30 | 75 | 50 | 28 | 30 | Fixed gas detection and alarm systems | Renewal Costs (RC) | Services and equipment | Extra low voltage electrical services |  | 3 | 05 | 040 | 000 | 3.05.040
Ss_75_50_28_30 | 75 | 50 | 28 | 30 | Fixed gas detection and alarm systems | Maintenance Costs (MC) | Services and equipment | Extra low voltage electrical services |  | 5 | 05 | 040 | 000 | 5.05.040
Ss_75_50_28_32 | 75 | 50 | 28 | 32 | Flow sample gas detection and alarm systems | Construction Costs (CC) | Services and equipment | Extra low voltage electrical services |  | 2 | 05 | 040 | 000 | 2.05.040
Ss_75_50_28_32 | 75 | 50 | 28 | 32 | Flow sample gas detection and alarm systems | Renewal Costs (RC) | Services and equipment | Extra low voltage electrical services |  | 3 | 05 | 040 | 000 | 3.05.040
Ss_75_50_28_32 | 75 | 50 | 28 | 32 | Flow sample gas detection and alarm systems | Maintenance Costs (MC) | Services and equipment | Extra low voltage electrical services |  | 5 | 05 | 040 | 000 | 5.05.040
Ss_75_50_28_96 | 75 | 50 | 28 | 96 | Water leak detection and alarm systems | Construction Costs (CC) | Services and equipment | Extra low voltage electrical services |  | 2 | 05 | 040 | 000 | 2.05.040
Ss_75_50_28_96 | 75 | 50 | 28 | 96 | Water leak detection and alarm systems | Renewal Costs (RC) | Services and equipment | Extra low voltage electrical services |  | 3 | 05 | 040 | 000 | 3.05.040
Ss_75_50_28_96 | 75 | 50 | 28 | 96 | Water leak detection and alarm systems | Maintenance Costs (MC) | Services and equipment | Extra low voltage electrical services |  | 5 | 05 | 040 | 000 | 5.05.040
Ss_75_50_28_97 | 75 | 50 | 28 | 97 | Water presence detection and alarm systems | Construction Costs (CC) | Services and equipment | Extra low voltage electrical services |  | 2 | 05 | 040 | 000 | 2.05.040
Ss_75_50_28_97 | 75 | 50 | 28 | 97 | Water presence detection and alarm systems | Renewal Costs (RC) | Services and equipment | Extra low voltage electrical services |  | 3 | 05 | 040 | 000 | 3.05.040
Ss_75_50_28_97 | 75 | 50 | 28 | 97 | Water presence detection and alarm systems | Maintenance Costs (MC) | Services and equipment | Extra low voltage electrical services |  | 5 | 05 | 040 | 000 | 5.05.040
Ss_75_50_35 | 75 | 50 | 35 |  | Healthcare imaging systems | Construction Costs (CC) | Services and equipment | Extra low voltage electrical services |  | 2 | 05 | 040 | 000 | 2.05.040
Ss_75_50_35 | 75 | 50 | 35 |  | Healthcare imaging systems | Renewal Costs (RC) | Services and equipment | Extra low voltage electrical services |  | 3 | 05 | 040 | 000 | 3.05.040
Ss_75_50_35 | 75 | 50 | 35 |  | Healthcare imaging systems | Maintenance Costs (MC) | Services and equipment | Extra low voltage electrical services |  | 5 | 05 | 040 | 000 | 5.05.040
Ss_75_50_45 | 75 | 50 | 45 |  | Electrical protection systems | Construction Costs (CC) | Services and equipment | Extra low voltage electrical services |  | 2 | 05 | 040 | 000 | 2.05.040
Ss_75_50_45 | 75 | 50 | 45 |  | Electrical protection systems | Renewal Costs (RC) | Services and equipment | Extra low voltage electrical services |  | 3 | 05 | 040 | 000 | 3.05.040
Ss_75_50_45 | 75 | 50 | 45 |  | Electrical protection systems | Maintenance Costs (MC) | Services and equipment | Extra low voltage electrical services |  | 5 | 05 | 040 | 000 | 5.05.040
Ss_75_50_45_45 | 75 | 50 | 45 | 45 | Lightning protection systems | Construction Costs (CC) | Services and equipment | Extra low voltage electrical services |  | 2 | 05 | 040 | 000 | 2.05.040
Ss_75_50_45_45 | 75 | 50 | 45 | 45 | Lightning protection systems | Renewal Costs (RC) | Services and equipment | Extra low voltage electrical services |  | 3 | 05 | 040 | 000 | 3.05.040
Ss_75_50_45_45 | 75 | 50 | 45 | 45 | Lightning protection systems | Maintenance Costs (MC) | Services and equipment | Extra low voltage electrical services |  | 5 | 05 | 040 | 000 | 5.05.040
Ss_75_50_60 | 75 | 50 | 60 |  | Patient monitoring and telemetry systems | Construction Costs (CC) | Services and equipment | Extra low voltage electrical services |  | 2 | 05 | 040 | 000 | 2.05.040
Ss_75_50_60 | 75 | 50 | 60 |  | Patient monitoring and telemetry systems | Renewal Costs (RC) | Services and equipment | Extra low voltage electrical services |  | 3 | 05 | 040 | 000 | 3.05.040
Ss_75_50_60 | 75 | 50 | 60 |  | Patient monitoring and telemetry systems | Maintenance Costs (MC) | Services and equipment | Extra low voltage electrical services |  | 5 | 05 | 040 | 000 | 5.05.040
Ss_75_60 | 75 | 60 |  |  | Environmental safety systems | Construction Costs (CC) | Services and equipment | Extra low voltage electrical services |  | 2 | 05 | 040 | 000 | 2.05.040
Ss_75_60 | 75 | 60 |  |  | Environmental safety systems | Renewal Costs (RC) | Services and equipment | Extra low voltage electrical services |  | 3 | 05 | 040 | 000 | 3.05.040
Ss_75_60 | 75 | 60 |  |  | Environmental safety systems | Maintenance Costs (MC) | Services and equipment | Extra low voltage electrical services |  | 5 | 05 | 040 | 000 | 5.05.040
Ss_75_60_25 | 75 | 60 | 25 |  | Earthquake warning systems | Construction Costs (CC) | Services and equipment | Extra low voltage electrical services |  | 2 | 05 | 040 | 000 | 2.05.040
Ss_75_60_25 | 75 | 60 | 25 |  | Earthquake warning systems | Renewal Costs (RC) | Services and equipment | Extra low voltage electrical services |  | 3 | 05 | 040 | 000 | 3.05.040
Ss_75_60_25 | 75 | 60 | 25 |  | Earthquake warning systems | Maintenance Costs (MC) | Services and equipment | Extra low voltage electrical services |  | 5 | 05 | 040 | 000 | 5.05.040
Ss_75_60_30 | 75 | 60 | 30 |  | Flood warning systems | Construction Costs (CC) | Services and equipment | Extra low voltage electrical services |  | 2 | 05 | 040 | 000 | 2.05.040
Ss_75_60_30 | 75 | 60 | 30 |  | Flood warning systems | Renewal Costs (RC) | Services and equipment | Extra low voltage electrical services |  | 3 | 05 | 040 | 000 | 3.05.040
Ss_75_60_30 | 75 | 60 | 30 |  | Flood warning systems | Maintenance Costs (MC) | Services and equipment | Extra low voltage electrical services |  | 5 | 05 | 040 | 000 | 5.05.040
Ss_75_60_50 | 75 | 60 | 50 |  | Meteorological detection and warning systems | Construction Costs (CC) | Services and equipment | Extra low voltage electrical services |  | 2 | 05 | 040 | 000 | 2.05.040
Ss_75_60_50 | 75 | 60 | 50 |  | Meteorological detection and warning systems | Renewal Costs (RC) | Services and equipment | Extra low voltage electrical services |  | 3 | 05 | 040 | 000 | 3.05.040
Ss_75_60_50 | 75 | 60 | 50 |  | Meteorological detection and warning systems | Maintenance Costs (MC) | Services and equipment | Extra low voltage electrical services |  | 5 | 05 | 040 | 000 | 5.05.040
Ss_75_60_52 | 75 | 60 | 52 |  | Meteorological instrumentation systems | Construction Costs (CC) | Services and equipment | Extra low voltage electrical services |  | 2 | 05 | 040 | 000 | 2.05.040
Ss_75_60_52 | 75 | 60 | 52 |  | Meteorological instrumentation systems | Renewal Costs (RC) | Services and equipment | Extra low voltage electrical services |  | 3 | 05 | 040 | 000 | 3.05.040
Ss_75_60_52 | 75 | 60 | 52 |  | Meteorological instrumentation systems | Maintenance Costs (MC) | Services and equipment | Extra low voltage electrical services |  | 5 | 05 | 040 | 000 | 5.05.040
Ss_75_60_52_95 | 75 | 60 | 52 | 95 | Weather observation systems | Construction Costs (CC) | Services and equipment | Extra low voltage electrical services |  | 2 | 05 | 040 | 000 | 2.05.040
Ss_75_60_52_95 | 75 | 60 | 52 | 95 | Weather observation systems | Renewal Costs (RC) | Services and equipment | Extra low voltage electrical services |  | 3 | 05 | 040 | 000 | 3.05.040
Ss_75_60_52_95 | 75 | 60 | 52 | 95 | Weather observation systems | Maintenance Costs (MC) | Services and equipment | Extra low voltage electrical services |  | 5 | 05 | 040 | 000 | 5.05.040
Ss_75_60_70 | 75 | 60 | 70 |  | Radiation detection and alarm systems | Construction Costs (CC) | Services and equipment | Extra low voltage electrical services |  | 2 | 05 | 040 | 000 | 2.05.040
Ss_75_60_70 | 75 | 60 | 70 |  | Radiation detection and alarm systems | Renewal Costs (RC) | Services and equipment | Extra low voltage electrical services |  | 3 | 05 | 040 | 000 | 3.05.040
Ss_75_60_70 | 75 | 60 | 70 |  | Radiation detection and alarm systems | Maintenance Costs (MC) | Services and equipment | Extra low voltage electrical services |  | 5 | 05 | 040 | 000 | 5.05.040
Ss_75_60_75 | 75 | 60 | 75 |  | Seismic instrumentation systems | Construction Costs (CC) | Services and equipment | Extra low voltage electrical services |  | 2 | 05 | 040 | 000 | 2.05.040
Ss_75_60_75 | 75 | 60 | 75 |  | Seismic instrumentation systems | Renewal Costs (RC) | Services and equipment | Extra low voltage electrical services |  | 3 | 05 | 040 | 000 | 3.05.040
Ss_75_60_75 | 75 | 60 | 75 |  | Seismic instrumentation systems | Maintenance Costs (MC) | Services and equipment | Extra low voltage electrical services |  | 5 | 05 | 040 | 000 | 5.05.040
Ss_75_60_90 | 75 | 60 | 90 |  | Tsunami warning systems | Construction Costs (CC) | Services and equipment | Extra low voltage electrical services |  | 2 | 05 | 040 | 000 | 2.05.040
Ss_75_60_90 | 75 | 60 | 90 |  | Tsunami warning systems | Renewal Costs (RC) | Services and equipment | Extra low voltage electrical services |  | 3 | 05 | 040 | 000 | 3.05.040
Ss_75_60_90 | 75 | 60 | 90 |  | Tsunami warning systems | Maintenance Costs (MC) | Services and equipment | Extra low voltage electrical services |  | 5 | 05 | 040 | 000 | 5.05.040
Ss_75_60_95 | 75 | 60 | 95 |  | Volcanic eruption warning systems | Construction Costs (CC) | Services and equipment | Extra low voltage electrical services |  | 2 | 05 | 040 | 000 | 2.05.040
Ss_75_60_95 | 75 | 60 | 95 |  | Volcanic eruption warning systems | Renewal Costs (RC) | Services and equipment | Extra low voltage electrical services |  | 3 | 05 | 040 | 000 | 3.05.040
Ss_75_60_95 | 75 | 60 | 95 |  | Volcanic eruption warning systems | Maintenance Costs (MC) | Services and equipment | Extra low voltage electrical services |  | 5 | 05 | 040 | 000 | 5.05.040
Ss_75_70 | 75 | 70 |  |  | Control and management systems | Construction Costs (CC) | Services and equipment | Extra low voltage electrical services |  | 2 | 05 | 040 | 000 | 2.05.040
Ss_75_70 | 75 | 70 |  |  | Control and management systems | Renewal Costs (RC) | Services and equipment | Extra low voltage electrical services |  | 3 | 05 | 040 | 000 | 3.05.040
Ss_75_70 | 75 | 70 |  |  | Control and management systems | Maintenance Costs (MC) | Services and equipment | Extra low voltage electrical services |  | 5 | 05 | 040 | 000 | 5.05.040
Ss_75_70_05 | 75 | 70 | 05 |  | Aerospace control systems | Construction Costs (CC) | Services and equipment | Extra low voltage electrical services |  | 2 | 05 | 040 | 000 | 2.05.040
Ss_75_70_05 | 75 | 70 | 05 |  | Aerospace control systems | Renewal Costs (RC) | Services and equipment | Extra low voltage electrical services |  | 3 | 05 | 040 | 000 | 3.05.040
Ss_75_70_05 | 75 | 70 | 05 |  | Aerospace control systems | Maintenance Costs (MC) | Services and equipment | Extra low voltage electrical services |  | 5 | 05 | 040 | 000 | 5.05.040
Ss_75_70_10 | 75 | 70 | 10 |  | Bridge control systems | Construction Costs (CC) | Services and equipment | Extra low voltage electrical services |  | 2 | 05 | 040 | 000 | 2.05.040
Ss_75_70_10 | 75 | 70 | 10 |  | Bridge control systems | Renewal Costs (RC) | Services and equipment | Extra low voltage electrical services |  | 3 | 05 | 040 | 000 | 3.05.040
Ss_75_70_10 | 75 | 70 | 10 |  | Bridge control systems | Maintenance Costs (MC) | Services and equipment | Extra low voltage electrical services |  | 5 | 05 | 040 | 000 | 5.05.040
Ss_75_70_20 | 75 | 70 | 20 |  | Dam control systems | Construction Costs (CC) | Services and equipment | Extra low voltage electrical services |  | 2 | 05 | 040 | 000 | 2.05.040
Ss_75_70_20 | 75 | 70 | 20 |  | Dam control systems | Renewal Costs (RC) | Services and equipment | Extra low voltage electrical services |  | 3 | 05 | 040 | 000 | 3.05.040
Ss_75_70_20 | 75 | 70 | 20 |  | Dam control systems | Maintenance Costs (MC) | Services and equipment | Extra low voltage electrical services |  | 5 | 05 | 040 | 000 | 5.05.040
Ss_75_70_35 | 75 | 70 | 35 |  | Highway control systems | Construction Costs (CC) | Services and equipment | Extra low voltage electrical services |  | 2 | 05 | 040 | 000 | 2.05.040
Ss_75_70_35 | 75 | 70 | 35 |  | Highway control systems | Renewal Costs (RC) | Services and equipment | Extra low voltage electrical services |  | 3 | 05 | 040 | 000 | 3.05.040
Ss_75_70_35 | 75 | 70 | 35 |  | Highway control systems | Maintenance Costs (MC) | Services and equipment | Extra low voltage electrical services |  | 5 | 05 | 040 | 000 | 5.05.040
Ss_75_70_50 | 75 | 70 | 50 |  | Marine control systems | Construction Costs (CC) | Services and equipment | Extra low voltage electrical services |  | 2 | 05 | 040 | 000 | 2.05.040
Ss_75_70_50 | 75 | 70 | 50 |  | Marine control systems | Renewal Costs (RC) | Services and equipment | Extra low voltage electrical services |  | 3 | 05 | 040 | 000 | 3.05.040
Ss_75_70_50 | 75 | 70 | 50 |  | Marine control systems | Maintenance Costs (MC) | Services and equipment | Extra low voltage electrical services |  | 5 | 05 | 040 | 000 | 5.05.040
Ss_75_70_52 | 75 | 70 | 52 |  | Mechanical engineering services control and management systems | Construction Costs (CC) | Services and equipment | Extra low voltage electrical services |  | 2 | 05 | 040 | 000 | 2.05.040
Ss_75_70_52 | 75 | 70 | 52 |  | Mechanical engineering services control and management systems | Renewal Costs (RC) | Services and equipment | Extra low voltage electrical services |  | 3 | 05 | 040 | 000 | 3.05.040
Ss_75_70_52 | 75 | 70 | 52 |  | Mechanical engineering services control and management systems | Maintenance Costs (MC) | Services and equipment | Extra low voltage electrical services |  | 5 | 05 | 040 | 000 | 5.05.040
Ss_75_70_52_03 | 75 | 70 | 52 | 03 | Air to air heat pump control systems | Construction Costs (CC) | Services and equipment | Extra low voltage electrical services |  | 2 | 05 | 040 | 000 | 2.05.040
Ss_75_70_52_03 | 75 | 70 | 52 | 03 | Air to air heat pump control systems | Renewal Costs (RC) | Services and equipment | Extra low voltage electrical services |  | 3 | 05 | 040 | 000 | 3.05.040
Ss_75_70_52_03 | 75 | 70 | 52 | 03 | Air to air heat pump control systems | Maintenance Costs (MC) | Services and equipment | Extra low voltage electrical services |  | 5 | 05 | 040 | 000 | 5.05.040
Ss_75_70_52_14 | 75 | 70 | 52 | 14 | Climatic ceiling panels and beams control systems | Construction Costs (CC) | Services and equipment | Extra low voltage electrical services |  | 2 | 05 | 040 | 000 | 2.05.040
Ss_75_70_52_14 | 75 | 70 | 52 | 14 | Climatic ceiling panels and beams control systems | Renewal Costs (RC) | Services and equipment | Extra low voltage electrical services |  | 3 | 05 | 040 | 000 | 3.05.040
Ss_75_70_52_14 | 75 | 70 | 52 | 14 | Climatic ceiling panels and beams control systems | Maintenance Costs (MC) | Services and equipment | Extra low voltage electrical services |  | 5 | 05 | 040 | 000 | 5.05.040
Ss_75_70_52_15 | 75 | 70 | 52 | 15 | Combined heat and power control systems | Construction Costs (CC) | Services and equipment | Extra low voltage electrical services |  | 2 | 05 | 040 | 000 | 2.05.040
Ss_75_70_52_15 | 75 | 70 | 52 | 15 | Combined heat and power control systems | Renewal Costs (RC) | Services and equipment | Extra low voltage electrical services |  | 3 | 05 | 040 | 000 | 3.05.040
Ss_75_70_52_15 | 75 | 70 | 52 | 15 | Combined heat and power control systems | Maintenance Costs (MC) | Services and equipment | Extra low voltage electrical services |  | 5 | 05 | 040 | 000 | 5.05.040
Ss_75_70_52_16 | 75 | 70 | 52 | 16 | Constant volume air conditioning control systems | Construction Costs (CC) | Services and equipment | Extra low voltage electrical services |  | 2 | 05 | 040 | 000 | 2.05.040
Ss_75_70_52_16 | 75 | 70 | 52 | 16 | Constant volume air conditioning control systems | Renewal Costs (RC) | Services and equipment | Extra low voltage electrical services |  | 3 | 05 | 040 | 000 | 3.05.040
Ss_75_70_52_16 | 75 | 70 | 52 | 16 | Constant volume air conditioning control systems | Maintenance Costs (MC) | Services and equipment | Extra low voltage electrical services |  | 5 | 05 | 040 | 000 | 5.05.040
Ss_75_70_52_17 | 75 | 70 | 52 | 17 | Cooling system control systems | Construction Costs (CC) | Services and equipment | Extra low voltage electrical services |  | 2 | 05 | 040 | 000 | 2.05.040
Ss_75_70_52_17 | 75 | 70 | 52 | 17 | Cooling system control systems | Renewal Costs (RC) | Services and equipment | Extra low voltage electrical services |  | 3 | 05 | 040 | 000 | 3.05.040
Ss_75_70_52_17 | 75 | 70 | 52 | 17 | Cooling system control systems | Maintenance Costs (MC) | Services and equipment | Extra low voltage electrical services |  | 5 | 05 | 040 | 000 | 5.05.040
Ss_75_70_52_23 | 75 | 70 | 52 | 23 | Domestic heating system control systems | Construction Costs (CC) | Services and equipment | Extra low voltage electrical services |  | 2 | 05 | 040 | 000 | 2.05.040
Ss_75_70_52_23 | 75 | 70 | 52 | 23 | Domestic heating system control systems | Renewal Costs (RC) | Services and equipment | Extra low voltage electrical services |  | 3 | 05 | 040 | 000 | 3.05.040
Ss_75_70_52_23 | 75 | 70 | 52 | 23 | Domestic heating system control systems | Maintenance Costs (MC) | Services and equipment | Extra low voltage electrical services |  | 5 | 05 | 040 | 000 | 5.05.040
Ss_75_70_52_28 | 75 | 70 | 52 | 28 | Extract ventilation control systems | Construction Costs (CC) | Services and equipment | Extra low voltage electrical services |  | 2 | 05 | 040 | 000 | 2.05.040
Ss_75_70_52_28 | 75 | 70 | 52 | 28 | Extract ventilation control systems | Renewal Costs (RC) | Services and equipment | Extra low voltage electrical services |  | 3 | 05 | 040 | 000 | 3.05.040
Ss_75_70_52_28 | 75 | 70 | 52 | 28 | Extract ventilation control systems | Maintenance Costs (MC) | Services and equipment | Extra low voltage electrical services |  | 5 | 05 | 040 | 000 | 5.05.040
Ss_75_70_52_29 | 75 | 70 | 52 | 29 | Fan coil unit air conditioning control systems | Construction Costs (CC) | Services and equipment | Extra low voltage electrical services |  | 2 | 05 | 040 | 000 | 2.05.040
Ss_75_70_52_29 | 75 | 70 | 52 | 29 | Fan coil unit air conditioning control systems | Renewal Costs (RC) | Services and equipment | Extra low voltage electrical services |  | 3 | 05 | 040 | 000 | 3.05.040
Ss_75_70_52_29 | 75 | 70 | 52 | 29 | Fan coil unit air conditioning control systems | Maintenance Costs (MC) | Services and equipment | Extra low voltage electrical services |  | 5 | 05 | 040 | 000 | 5.05.040
Ss_75_70_52_32 | 75 | 70 | 52 | 32 | Fuel supply control systems | Construction Costs (CC) | Services and equipment | Extra low voltage electrical services |  | 2 | 05 | 040 | 000 | 2.05.040
Ss_75_70_52_32 | 75 | 70 | 52 | 32 | Fuel supply control systems | Renewal Costs (RC) | Services and equipment | Extra low voltage electrical services |  | 3 | 05 | 040 | 000 | 3.05.040
Ss_75_70_52_32 | 75 | 70 | 52 | 32 | Fuel supply control systems | Maintenance Costs (MC) | Services and equipment | Extra low voltage electrical services |  | 5 | 05 | 040 | 000 | 5.05.040
Ss_75_70_52_33 | 75 | 70 | 52 | 33 | Gas fired heating control systems | Construction Costs (CC) | Services and equipment | Extra low voltage electrical services |  | 2 | 05 | 040 | 000 | 2.05.040
Ss_75_70_52_33 | 75 | 70 | 52 | 33 | Gas fired heating control systems | Renewal Costs (RC) | Services and equipment | Extra low voltage electrical services |  | 3 | 05 | 040 | 000 | 3.05.040
Ss_75_70_52_33 | 75 | 70 | 52 | 33 | Gas fired heating control systems | Maintenance Costs (MC) | Services and equipment | Extra low voltage electrical services |  | 5 | 05 | 040 | 000 | 5.05.040
Ss_75_70_52_36 | 75 | 70 | 52 | 36 | Heating system control systems | Construction Costs (CC) | Services and equipment | Extra low voltage electrical services |  | 2 | 05 | 040 | 000 | 2.05.040
Ss_75_70_52_36 | 75 | 70 | 52 | 36 | Heating system control systems | Renewal Costs (RC) | Services and equipment | Extra low voltage electrical services |  | 3 | 05 | 040 | 000 | 3.05.040
Ss_75_70_52_36 | 75 | 70 | 52 | 36 | Heating system control systems | Maintenance Costs (MC) | Services and equipment | Extra low voltage electrical services |  | 5 | 05 | 040 | 000 | 5.05.040
Ss_75_70_52_52 | 75 | 70 | 52 | 52 | Mixed mode ventilation control systems | Construction Costs (CC) | Services and equipment | Extra low voltage electrical services |  | 2 | 05 | 040 | 000 | 2.05.040
Ss_75_70_52_52 | 75 | 70 | 52 | 52 | Mixed mode ventilation control systems | Renewal Costs (RC) | Services and equipment | Extra low voltage electrical services |  | 3 | 05 | 040 | 000 | 3.05.040
Ss_75_70_52_52 | 75 | 70 | 52 | 52 | Mixed mode ventilation control systems | Maintenance Costs (MC) | Services and equipment | Extra low voltage electrical services |  | 5 | 05 | 040 | 000 | 5.05.040
Ss_75_70_52_56 | 75 | 70 | 52 | 56 | Natural ventilation control systems | Construction Costs (CC) | Services and equipment | Extra low voltage electrical services |  | 2 | 05 | 040 | 000 | 2.05.040
Ss_75_70_52_56 | 75 | 70 | 52 | 56 | Natural ventilation control systems | Renewal Costs (RC) | Services and equipment | Extra low voltage electrical services |  | 3 | 05 | 040 | 000 | 3.05.040
Ss_75_70_52_56 | 75 | 70 | 52 | 56 | Natural ventilation control systems | Maintenance Costs (MC) | Services and equipment | Extra low voltage electrical services |  | 5 | 05 | 040 | 000 | 5.05.040
Ss_75_70_52_70 | 75 | 70 | 52 | 70 | Radiant heating control systems | Construction Costs (CC) | Services and equipment | Extra low voltage electrical services |  | 2 | 05 | 040 | 000 | 2.05.040
Ss_75_70_52_70 | 75 | 70 | 52 | 70 | Radiant heating control systems | Renewal Costs (RC) | Services and equipment | Extra low voltage electrical services |  | 3 | 05 | 040 | 000 | 3.05.040
Ss_75_70_52_70 | 75 | 70 | 52 | 70 | Radiant heating control systems | Maintenance Costs (MC) | Services and equipment | Extra low voltage electrical services |  | 5 | 05 | 040 | 000 | 5.05.040
Ss_75_70_52_80 | 75 | 70 | 52 | 80 | Smoke and heat detection extract control systems | Construction Costs (CC) | Services and equipment | Extra low voltage electrical services |  | 2 | 05 | 040 | 000 | 2.05.040
Ss_75_70_52_80 | 75 | 70 | 52 | 80 | Smoke and heat detection extract control systems | Renewal Costs (RC) | Services and equipment | Extra low voltage electrical services |  | 3 | 05 | 040 | 000 | 3.05.040
Ss_75_70_52_80 | 75 | 70 | 52 | 80 | Smoke and heat detection extract control systems | Maintenance Costs (MC) | Services and equipment | Extra low voltage electrical services |  | 5 | 05 | 040 | 000 | 5.05.040
Ss_75_70_52_81 | 75 | 70 | 52 | 81 | Smoke and heat detection shut down control systems | Construction Costs (CC) | Services and equipment | Extra low voltage electrical services |  | 2 | 05 | 040 | 000 | 2.05.040
Ss_75_70_52_81 | 75 | 70 | 52 | 81 | Smoke and heat detection shut down control systems | Renewal Costs (RC) | Services and equipment | Extra low voltage electrical services |  | 3 | 05 | 040 | 000 | 3.05.040
Ss_75_70_52_81 | 75 | 70 | 52 | 81 | Smoke and heat detection shut down control systems | Maintenance Costs (MC) | Services and equipment | Extra low voltage electrical services |  | 5 | 05 | 040 | 000 | 5.05.040
Ss_75_70_52_85 | 75 | 70 | 52 | 85 | Steam and condensate control systems | Construction Costs (CC) | Services and equipment | Extra low voltage electrical services |  | 2 | 05 | 040 | 000 | 2.05.040
Ss_75_70_52_85 | 75 | 70 | 52 | 85 | Steam and condensate control systems | Renewal Costs (RC) | Services and equipment | Extra low voltage electrical services |  | 3 | 05 | 040 | 000 | 3.05.040
Ss_75_70_52_85 | 75 | 70 | 52 | 85 | Steam and condensate control systems | Maintenance Costs (MC) | Services and equipment | Extra low voltage electrical services |  | 5 | 05 | 040 | 000 | 5.05.040
Ss_75_70_52_93 | 75 | 70 | 52 | 93 | Variable volume air conditioning control systems | Construction Costs (CC) | Services and equipment | Extra low voltage electrical services |  | 2 | 05 | 040 | 000 | 2.05.040
Ss_75_70_52_93 | 75 | 70 | 52 | 93 | Variable volume air conditioning control systems | Renewal Costs (RC) | Services and equipment | Extra low voltage electrical services |  | 3 | 05 | 040 | 000 | 3.05.040
Ss_75_70_52_93 | 75 | 70 | 52 | 93 | Variable volume air conditioning control systems | Maintenance Costs (MC) | Services and equipment | Extra low voltage electrical services |  | 5 | 05 | 040 | 000 | 5.05.040
Ss_75_70_52_94 | 75 | 70 | 52 | 94 | Ventilation control systems | Construction Costs (CC) | Services and equipment | Extra low voltage electrical services |  | 2 | 05 | 040 | 000 | 2.05.040
Ss_75_70_52_94 | 75 | 70 | 52 | 94 | Ventilation control systems | Renewal Costs (RC) | Services and equipment | Extra low voltage electrical services |  | 3 | 05 | 040 | 000 | 3.05.040
Ss_75_70_52_94 | 75 | 70 | 52 | 94 | Ventilation control systems | Maintenance Costs (MC) | Services and equipment | Extra low voltage electrical services |  | 5 | 05 | 040 | 000 | 5.05.040
Ss_75_70_52_96 | 75 | 70 | 52 | 96 | Water supply control systems | Construction Costs (CC) | Services and equipment | Extra low voltage electrical services |  | 2 | 05 | 040 | 000 | 2.05.040
Ss_75_70_52_96 | 75 | 70 | 52 | 96 | Water supply control systems | Renewal Costs (RC) | Services and equipment | Extra low voltage electrical services |  | 3 | 05 | 040 | 000 | 3.05.040
Ss_75_70_52_96 | 75 | 70 | 52 | 96 | Water supply control systems | Maintenance Costs (MC) | Services and equipment | Extra low voltage electrical services |  | 5 | 05 | 040 | 000 | 5.05.040
Ss_75_70_52_97 | 75 | 70 | 52 | 97 | Water to air heat pump control systems | Construction Costs (CC) | Services and equipment | Extra low voltage electrical services |  | 2 | 05 | 040 | 000 | 2.05.040
Ss_75_70_52_97 | 75 | 70 | 52 | 97 | Water to air heat pump control systems | Renewal Costs (RC) | Services and equipment | Extra low voltage electrical services |  | 3 | 05 | 040 | 000 | 3.05.040
Ss_75_70_52_97 | 75 | 70 | 52 | 97 | Water to air heat pump control systems | Maintenance Costs (MC) | Services and equipment | Extra low voltage electrical services |  | 5 | 05 | 040 | 000 | 5.05.040
Ss_75_70_54 | 75 | 70 | 54 |  | Metering, monitoring and management systems | Construction Costs (CC) | Services and equipment | Extra low voltage electrical services |  | 2 | 05 | 040 | 000 | 2.05.040
Ss_75_70_54 | 75 | 70 | 54 |  | Metering, monitoring and management systems | Renewal Costs (RC) | Services and equipment | Extra low voltage electrical services |  | 3 | 05 | 040 | 000 | 3.05.040
Ss_75_70_54 | 75 | 70 | 54 |  | Metering, monitoring and management systems | Maintenance Costs (MC) | Services and equipment | Extra low voltage electrical services |  | 5 | 05 | 040 | 000 | 5.05.040
Ss_75_70_54_03 | 75 | 70 | 54 | 03 | Active water monitoring systems | Construction Costs (CC) | Services and equipment | Extra low voltage electrical services |  | 2 | 05 | 040 | 000 | 2.05.040
Ss_75_70_54_03 | 75 | 70 | 54 | 03 | Active water monitoring systems | Renewal Costs (RC) | Services and equipment | Extra low voltage electrical services |  | 3 | 05 | 040 | 000 | 3.05.040
Ss_75_70_54_03 | 75 | 70 | 54 | 03 | Active water monitoring systems | Maintenance Costs (MC) | Services and equipment | Extra low voltage electrical services |  | 5 | 05 | 040 | 000 | 5.05.040
Ss_75_70_54_10 | 75 | 70 | 54 | 10 | Building monitoring and management systems | Construction Costs (CC) | Services and equipment | Extra low voltage electrical services |  | 2 | 05 | 040 | 000 | 2.05.040
Ss_75_70_54_10 | 75 | 70 | 54 | 10 | Building monitoring and management systems | Renewal Costs (RC) | Services and equipment | Extra low voltage electrical services |  | 3 | 05 | 040 | 000 | 3.05.040
Ss_75_70_54_10 | 75 | 70 | 54 | 10 | Building monitoring and management systems | Maintenance Costs (MC) | Services and equipment | Extra low voltage electrical services |  | 5 | 05 | 040 | 000 | 5.05.040
Ss_75_70_54_15 | 75 | 70 | 54 | 15 | Communications monitoring and management systems | Construction Costs (CC) | Services and equipment | Extra low voltage electrical services |  | 2 | 05 | 040 | 000 | 2.05.040
Ss_75_70_54_15 | 75 | 70 | 54 | 15 | Communications monitoring and management systems | Renewal Costs (RC) | Services and equipment | Extra low voltage electrical services |  | 3 | 05 | 040 | 000 | 3.05.040
Ss_75_70_54_15 | 75 | 70 | 54 | 15 | Communications monitoring and management systems | Maintenance Costs (MC) | Services and equipment | Extra low voltage electrical services |  | 5 | 05 | 040 | 000 | 5.05.040
Ss_75_70_54_25 | 75 | 70 | 54 | 25 | Electricity metering systems | Construction Costs (CC) | Services and equipment | Extra low voltage electrical services |  | 2 | 05 | 040 | 000 | 2.05.040
Ss_75_70_54_25 | 75 | 70 | 54 | 25 | Electricity metering systems | Renewal Costs (RC) | Services and equipment | Extra low voltage electrical services |  | 3 | 05 | 040 | 000 | 3.05.040
Ss_75_70_54_25 | 75 | 70 | 54 | 25 | Electricity metering systems | Maintenance Costs (MC) | Services and equipment | Extra low voltage electrical services |  | 5 | 05 | 040 | 000 | 5.05.040
Ss_75_70_54_30 | 75 | 70 | 54 | 30 | Fuel metering systems | Construction Costs (CC) | Services and equipment | Extra low voltage electrical services |  | 2 | 05 | 040 | 000 | 2.05.040
Ss_75_70_54_30 | 75 | 70 | 54 | 30 | Fuel metering systems | Renewal Costs (RC) | Services and equipment | Extra low voltage electrical services |  | 3 | 05 | 040 | 000 | 3.05.040
Ss_75_70_54_30 | 75 | 70 | 54 | 30 | Fuel metering systems | Maintenance Costs (MC) | Services and equipment | Extra low voltage electrical services |  | 5 | 05 | 040 | 000 | 5.05.040
Ss_75_70_54_60 | 75 | 70 | 54 | 60 | Passive water monitoring systems | Construction Costs (CC) | Services and equipment | Extra low voltage electrical services |  | 2 | 05 | 040 | 000 | 2.05.040
Ss_75_70_54_60 | 75 | 70 | 54 | 60 | Passive water monitoring systems | Renewal Costs (RC) | Services and equipment | Extra low voltage electrical services |  | 3 | 05 | 040 | 000 | 3.05.040
Ss_75_70_54_60 | 75 | 70 | 54 | 60 | Passive water monitoring systems | Maintenance Costs (MC) | Services and equipment | Extra low voltage electrical services |  | 5 | 05 | 040 | 000 | 5.05.040
Ss_75_70_54_95 | 75 | 70 | 54 | 95 | Water metering systems | Construction Costs (CC) | Services and equipment | Extra low voltage electrical services |  | 2 | 05 | 040 | 000 | 2.05.040
Ss_75_70_54_95 | 75 | 70 | 54 | 95 | Water metering systems | Renewal Costs (RC) | Services and equipment | Extra low voltage electrical services |  | 3 | 05 | 040 | 000 | 3.05.040
Ss_75_70_54_95 | 75 | 70 | 54 | 95 | Water metering systems | Maintenance Costs (MC) | Services and equipment | Extra low voltage electrical services |  | 5 | 05 | 040 | 000 | 5.05.040
Ss_75_70_70 | 75 | 70 | 70 |  | Railway control systems | Construction Costs (CC) | Services and equipment | Extra low voltage electrical services |  | 2 | 05 | 040 | 000 | 2.05.040
Ss_75_70_70 | 75 | 70 | 70 |  | Railway control systems | Renewal Costs (RC) | Services and equipment | Extra low voltage electrical services |  | 3 | 05 | 040 | 000 | 3.05.040
Ss_75_70_70 | 75 | 70 | 70 |  | Railway control systems | Maintenance Costs (MC) | Services and equipment | Extra low voltage electrical services |  | 5 | 05 | 040 | 000 | 5.05.040
Ss_75_70_72 | 75 | 70 | 72 |  | Road control systems | Construction Costs (CC) | Services and equipment | Extra low voltage electrical services |  | 2 | 05 | 040 | 000 | 2.05.040
Ss_75_70_72 | 75 | 70 | 72 |  | Road control systems | Renewal Costs (RC) | Services and equipment | Extra low voltage electrical services |  | 3 | 05 | 040 | 000 | 3.05.040
Ss_75_70_72 | 75 | 70 | 72 |  | Road control systems | Maintenance Costs (MC) | Services and equipment | Extra low voltage electrical services |  | 5 | 05 | 040 | 000 | 5.05.040
Ss_75_70_85 | 75 | 70 | 85 |  | Structural monitoring systems | Construction Costs (CC) | Services and equipment | Extra low voltage electrical services |  | 2 | 05 | 040 | 000 | 2.05.040
Ss_75_70_85 | 75 | 70 | 85 |  | Structural monitoring systems | Renewal Costs (RC) | Services and equipment | Extra low voltage electrical services |  | 3 | 05 | 040 | 000 | 3.05.040
Ss_75_70_85 | 75 | 70 | 85 |  | Structural monitoring systems | Maintenance Costs (MC) | Services and equipment | Extra low voltage electrical services |  | 5 | 05 | 040 | 000 | 5.05.040
Ss_75_70_85_18 | 75 | 70 | 85 | 18 | Crack gauge monitoring systems | Construction Costs (CC) | Services and equipment | Extra low voltage electrical services |  | 2 | 05 | 040 | 000 | 2.05.040
Ss_75_70_85_18 | 75 | 70 | 85 | 18 | Crack gauge monitoring systems | Renewal Costs (RC) | Services and equipment | Extra low voltage electrical services |  | 3 | 05 | 040 | 000 | 3.05.040
Ss_75_70_85_18 | 75 | 70 | 85 | 18 | Crack gauge monitoring systems | Maintenance Costs (MC) | Services and equipment | Extra low voltage electrical services |  | 5 | 05 | 040 | 000 | 5.05.040
Ss_75_70_85_27 | 75 | 70 | 85 | 27 | Electrolevel monitoring systems | Construction Costs (CC) | Services and equipment | Extra low voltage electrical services |  | 2 | 05 | 040 | 000 | 2.05.040
Ss_75_70_85_27 | 75 | 70 | 85 | 27 | Electrolevel monitoring systems | Renewal Costs (RC) | Services and equipment | Extra low voltage electrical services |  | 3 | 05 | 040 | 000 | 3.05.040
Ss_75_70_85_27 | 75 | 70 | 85 | 27 | Electrolevel monitoring systems | Maintenance Costs (MC) | Services and equipment | Extra low voltage electrical services |  | 5 | 05 | 040 | 000 | 5.05.040
Ss_75_70_85_30 | 75 | 70 | 85 | 30 | Fibre optic monitoring systems | Construction Costs (CC) | Services and equipment | Extra low voltage electrical services |  | 2 | 05 | 040 | 000 | 2.05.040
Ss_75_70_85_30 | 75 | 70 | 85 | 30 | Fibre optic monitoring systems | Renewal Costs (RC) | Services and equipment | Extra low voltage electrical services |  | 3 | 05 | 040 | 000 | 3.05.040
Ss_75_70_85_30 | 75 | 70 | 85 | 30 | Fibre optic monitoring systems | Maintenance Costs (MC) | Services and equipment | Extra low voltage electrical services |  | 5 | 05 | 040 | 000 | 5.05.040
Ss_75_70_85_47 | 75 | 70 | 85 | 47 | Liquid levelling monitoring systems | Construction Costs (CC) | Services and equipment | Extra low voltage electrical services |  | 2 | 05 | 040 | 000 | 2.05.040
Ss_75_70_85_47 | 75 | 70 | 85 | 47 | Liquid levelling monitoring systems | Renewal Costs (RC) | Services and equipment | Extra low voltage electrical services |  | 3 | 05 | 040 | 000 | 3.05.040
Ss_75_70_85_47 | 75 | 70 | 85 | 47 | Liquid levelling monitoring systems | Maintenance Costs (MC) | Services and equipment | Extra low voltage electrical services |  | 5 | 05 | 040 | 000 | 5.05.040
Ss_75_70_85_48 | 75 | 70 | 85 | 48 | Load cell monitoring systems | Construction Costs (CC) | Services and equipment | Extra low voltage electrical services |  | 2 | 05 | 040 | 000 | 2.05.040
Ss_75_70_85_48 | 75 | 70 | 85 | 48 | Load cell monitoring systems | Renewal Costs (RC) | Services and equipment | Extra low voltage electrical services |  | 3 | 05 | 040 | 000 | 3.05.040
Ss_75_70_85_48 | 75 | 70 | 85 | 48 | Load cell monitoring systems | Maintenance Costs (MC) | Services and equipment | Extra low voltage electrical services |  | 5 | 05 | 040 | 000 | 5.05.040
Ss_75_70_85_62 | 75 | 70 | 85 | 62 | Piezometer monitoring systems | Construction Costs (CC) | Services and equipment | Extra low voltage electrical services |  | 2 | 05 | 040 | 000 | 2.05.040
Ss_75_70_85_62 | 75 | 70 | 85 | 62 | Piezometer monitoring systems | Renewal Costs (RC) | Services and equipment | Extra low voltage electrical services |  | 3 | 05 | 040 | 000 | 3.05.040
Ss_75_70_85_62 | 75 | 70 | 85 | 62 | Piezometer monitoring systems | Maintenance Costs (MC) | Services and equipment | Extra low voltage electrical services |  | 5 | 05 | 040 | 000 | 5.05.040
Ss_75_70_85_66 | 75 | 70 | 85 | 66 | Precise levelling monitoring systems | Construction Costs (CC) | Services and equipment | Extra low voltage electrical services |  | 2 | 05 | 040 | 000 | 2.05.040
Ss_75_70_85_66 | 75 | 70 | 85 | 66 | Precise levelling monitoring systems | Renewal Costs (RC) | Services and equipment | Extra low voltage electrical services |  | 3 | 05 | 040 | 000 | 3.05.040
Ss_75_70_85_66 | 75 | 70 | 85 | 66 | Precise levelling monitoring systems | Maintenance Costs (MC) | Services and equipment | Extra low voltage electrical services |  | 5 | 05 | 040 | 000 | 5.05.040
Ss_75_70_85_67 | 75 | 70 | 85 | 67 | Prism monitoring systems | Construction Costs (CC) | Services and equipment | Extra low voltage electrical services |  | 2 | 05 | 040 | 000 | 2.05.040
Ss_75_70_85_67 | 75 | 70 | 85 | 67 | Prism monitoring systems | Renewal Costs (RC) | Services and equipment | Extra low voltage electrical services |  | 3 | 05 | 040 | 000 | 3.05.040
Ss_75_70_85_67 | 75 | 70 | 85 | 67 | Prism monitoring systems | Maintenance Costs (MC) | Services and equipment | Extra low voltage electrical services |  | 5 | 05 | 040 | 000 | 5.05.040
Ss_75_70_85_84 | 75 | 70 | 85 | 84 | Strain gauge monitoring systems | Construction Costs (CC) | Services and equipment | Extra low voltage electrical services |  | 2 | 05 | 040 | 000 | 2.05.040
Ss_75_70_85_84 | 75 | 70 | 85 | 84 | Strain gauge monitoring systems | Renewal Costs (RC) | Services and equipment | Extra low voltage electrical services |  | 3 | 05 | 040 | 000 | 3.05.040
Ss_75_70_85_84 | 75 | 70 | 85 | 84 | Strain gauge monitoring systems | Maintenance Costs (MC) | Services and equipment | Extra low voltage electrical services |  | 5 | 05 | 040 | 000 | 5.05.040
Ss_75_70_85_86 | 75 | 70 | 85 | 86 | Sub-surface monitoring array systems | Construction Costs (CC) | Services and equipment | Extra low voltage electrical services |  | 2 | 05 | 040 | 000 | 2.05.040
Ss_75_70_85_86 | 75 | 70 | 85 | 86 | Sub-surface monitoring array systems | Renewal Costs (RC) | Services and equipment | Extra low voltage electrical services |  | 3 | 05 | 040 | 000 | 3.05.040
Ss_75_70_85_86 | 75 | 70 | 85 | 86 | Sub-surface monitoring array systems | Maintenance Costs (MC) | Services and equipment | Extra low voltage electrical services |  | 5 | 05 | 040 | 000 | 5.05.040
Ss_75_70_85_87 | 75 | 70 | 85 | 87 | Tape extensometer monitoring systems | Construction Costs (CC) | Services and equipment | Extra low voltage electrical services |  | 2 | 05 | 040 | 000 | 2.05.040
Ss_75_70_85_87 | 75 | 70 | 85 | 87 | Tape extensometer monitoring systems | Renewal Costs (RC) | Services and equipment | Extra low voltage electrical services |  | 3 | 05 | 040 | 000 | 3.05.040
Ss_75_70_85_87 | 75 | 70 | 85 | 87 | Tape extensometer monitoring systems | Maintenance Costs (MC) | Services and equipment | Extra low voltage electrical services |  | 5 | 05 | 040 | 000 | 5.05.040
Ss_75_70_85_90 | 75 | 70 | 85 | 90 | Tilt sensor monitoring systems | Construction Costs (CC) | Services and equipment | Extra low voltage electrical services |  | 2 | 05 | 040 | 000 | 2.05.040
Ss_75_70_85_90 | 75 | 70 | 85 | 90 | Tilt sensor monitoring systems | Renewal Costs (RC) | Services and equipment | Extra low voltage electrical services |  | 3 | 05 | 040 | 000 | 3.05.040
Ss_75_70_85_90 | 75 | 70 | 85 | 90 | Tilt sensor monitoring systems | Maintenance Costs (MC) | Services and equipment | Extra low voltage electrical services |  | 5 | 05 | 040 | 000 | 5.05.040
Ss_75_70_85_92 | 75 | 70 | 85 | 92 | Total station monitoring systems | Construction Costs (CC) | Services and equipment | Extra low voltage electrical services |  | 2 | 05 | 040 | 000 | 2.05.040
Ss_75_70_85_92 | 75 | 70 | 85 | 92 | Total station monitoring systems | Renewal Costs (RC) | Services and equipment | Extra low voltage electrical services |  | 3 | 05 | 040 | 000 | 3.05.040
Ss_75_70_85_92 | 75 | 70 | 85 | 92 | Total station monitoring systems | Maintenance Costs (MC) | Services and equipment | Extra low voltage electrical services |  | 5 | 05 | 040 | 000 | 5.05.040
Ss_75_70_90 | 75 | 70 | 90 |  | Traffic monitoring systems | Construction Costs (CC) | Services and equipment | Extra low voltage electrical services |  | 2 | 05 | 040 | 000 | 2.05.040
Ss_75_70_90 | 75 | 70 | 90 |  | Traffic monitoring systems | Renewal Costs (RC) | Services and equipment | Extra low voltage electrical services |  | 3 | 05 | 040 | 000 | 3.05.040
Ss_75_70_90 | 75 | 70 | 90 |  | Traffic monitoring systems | Maintenance Costs (MC) | Services and equipment | Extra low voltage electrical services |  | 5 | 05 | 040 | 000 | 5.05.040
Ss_75_70_90_90 | 75 | 70 | 90 | 90 | Traffic enforcement camera systems | Construction Costs (CC) | Services and equipment | Extra low voltage electrical services |  | 2 | 05 | 040 | 000 | 2.05.040
Ss_75_70_90_90 | 75 | 70 | 90 | 90 | Traffic enforcement camera systems | Renewal Costs (RC) | Services and equipment | Extra low voltage electrical services |  | 3 | 05 | 040 | 000 | 3.05.040
Ss_75_70_90_90 | 75 | 70 | 90 | 90 | Traffic enforcement camera systems | Maintenance Costs (MC) | Services and equipment | Extra low voltage electrical services |  | 5 | 05 | 040 | 000 | 5.05.040
Ss_75_70_96 | 75 | 70 | 96 |  | Water supply and wastewater control systems | Construction Costs (CC) | Services and equipment | Extra low voltage electrical services |  | 2 | 05 | 040 | 000 | 2.05.040
Ss_75_70_96 | 75 | 70 | 96 |  | Water supply and wastewater control systems | Renewal Costs (RC) | Services and equipment | Extra low voltage electrical services |  | 3 | 05 | 040 | 000 | 3.05.040
Ss_75_70_96 | 75 | 70 | 96 |  | Water supply and wastewater control systems | Maintenance Costs (MC) | Services and equipment | Extra low voltage electrical services |  | 5 | 05 | 040 | 000 | 5.05.040
Ss_75_70_96_21 | 75 | 70 | 96 | 21 | Desludging control systems | Construction Costs (CC) | Services and equipment | Extra low voltage electrical services |  | 2 | 05 | 040 | 000 | 2.05.040
Ss_75_70_96_21 | 75 | 70 | 96 | 21 | Desludging control systems | Renewal Costs (RC) | Services and equipment | Extra low voltage electrical services |  | 3 | 05 | 040 | 000 | 3.05.040
Ss_75_70_96_21 | 75 | 70 | 96 | 21 | Desludging control systems | Maintenance Costs (MC) | Services and equipment | Extra low voltage electrical services |  | 5 | 05 | 040 | 000 | 5.05.040
Ss_75_70_96_30 | 75 | 70 | 96 | 30 | Flow measurement and control systems | Construction Costs (CC) | Services and equipment | Extra low voltage electrical services |  | 2 | 05 | 040 | 000 | 2.05.040
Ss_75_70_96_30 | 75 | 70 | 96 | 30 | Flow measurement and control systems | Renewal Costs (RC) | Services and equipment | Extra low voltage electrical services |  | 3 | 05 | 040 | 000 | 3.05.040
Ss_75_70_96_30 | 75 | 70 | 96 | 30 | Flow measurement and control systems | Maintenance Costs (MC) | Services and equipment | Extra low voltage electrical services |  | 5 | 05 | 040 | 000 | 5.05.040
Ss_75_70_96_96 | 75 | 70 | 96 | 96 | Wastewater supply control systems | Construction Costs (CC) | Services and equipment | Extra low voltage electrical services |  | 2 | 05 | 040 | 000 | 2.05.040
Ss_75_70_96_96 | 75 | 70 | 96 | 96 | Wastewater supply control systems | Renewal Costs (RC) | Services and equipment | Extra low voltage electrical services |  | 3 | 05 | 040 | 000 | 3.05.040
Ss_75_70_96_96 | 75 | 70 | 96 | 96 | Wastewater supply control systems | Maintenance Costs (MC) | Services and equipment | Extra low voltage electrical services |  | 5 | 05 | 040 | 000 | 5.05.040
Ss_75_70_96_98 | 75 | 70 | 96 | 98 | Water supply quality control systems | Construction Costs (CC) | Services and equipment | Extra low voltage electrical services |  | 2 | 05 | 040 | 000 | 2.05.040
Ss_75_70_96_98 | 75 | 70 | 96 | 98 | Water supply quality control systems | Renewal Costs (RC) | Services and equipment | Extra low voltage electrical services |  | 3 | 05 | 040 | 000 | 3.05.040
Ss_75_70_96_98 | 75 | 70 | 96 | 98 | Water supply quality control systems | Maintenance Costs (MC) | Services and equipment | Extra low voltage electrical services |  | 5 | 05 | 040 | 000 | 5.05.040
Ss_75_70_97 | 75 | 70 | 97 |  | Waterway control systems | Construction Costs (CC) | Services and equipment | Extra low voltage electrical services |  | 2 | 05 | 040 | 000 | 2.05.040
Ss_75_70_97 | 75 | 70 | 97 |  | Waterway control systems | Renewal Costs (RC) | Services and equipment | Extra low voltage electrical services |  | 3 | 05 | 040 | 000 | 3.05.040
Ss_75_70_97 | 75 | 70 | 97 |  | Waterway control systems | Maintenance Costs (MC) | Services and equipment | Extra low voltage electrical services |  | 5 | 05 | 040 | 000 | 5.05.040
Ss_75_90 | 75 | 90 |  |  | Ticket management systems | Construction Costs (CC) | Services and equipment | Extra low voltage electrical services |  | 2 | 05 | 040 | 000 | 2.05.040
Ss_75_90 | 75 | 90 |  |  | Ticket management systems | Renewal Costs (RC) | Services and equipment | Extra low voltage electrical services |  | 3 | 05 | 040 | 000 | 3.05.040
Ss_75_90 | 75 | 90 |  |  | Ticket management systems | Maintenance Costs (MC) | Services and equipment | Extra low voltage electrical services |  | 5 | 05 | 040 | 000 | 5.05.040
Ss_75_90_80 | 75 | 90 | 80 |  | Ticketing systems | Construction Costs (CC) | Services and equipment | Extra low voltage electrical services |  | 2 | 05 | 040 | 000 | 2.05.040
Ss_75_90_80 | 75 | 90 | 80 |  | Ticketing systems | Renewal Costs (RC) | Services and equipment | Extra low voltage electrical services |  | 3 | 05 | 040 | 000 | 3.05.040
Ss_75_90_80 | 75 | 90 | 80 |  | Ticketing systems | Maintenance Costs (MC) | Services and equipment | Extra low voltage electrical services |  | 5 | 05 | 040 | 000 | 5.05.040
Ss_75_90_93 | 75 | 90 | 93 |  | Ticket validation systems | Construction Costs (CC) | Services and equipment | Extra low voltage electrical services |  | 2 | 05 | 040 | 000 | 2.05.040
Ss_75_90_93 | 75 | 90 | 93 |  | Ticket validation systems | Renewal Costs (RC) | Services and equipment | Extra low voltage electrical services |  | 3 | 05 | 040 | 000 | 3.05.040
Ss_75_90_93 | 75 | 90 | 93 |  | Ticket validation systems | Maintenance Costs (MC) | Services and equipment | Extra low voltage electrical services |  | 5 | 05 | 040 | 000 | 5.05.040
Ss_75_90_93_11 | 75 | 90 | 93 | 11 | Card reading systems | Construction Costs (CC) | Services and equipment | Extra low voltage electrical services |  | 2 | 05 | 040 | 000 | 2.05.040
Ss_75_90_93_11 | 75 | 90 | 93 | 11 | Card reading systems | Renewal Costs (RC) | Services and equipment | Extra low voltage electrical services |  | 3 | 05 | 040 | 000 | 3.05.040
Ss_75_90_93_11 | 75 | 90 | 93 | 11 | Card reading systems | Maintenance Costs (MC) | Services and equipment | Extra low voltage electrical services |  | 5 | 05 | 040 | 000 | 5.05.040
Ss_75_90_93_88 | 75 | 90 | 93 | 88 | Ticket reading systems | Construction Costs (CC) | Services and equipment | Extra low voltage electrical services |  | 2 | 05 | 040 | 000 | 2.05.040
Ss_75_90_93_88 | 75 | 90 | 93 | 88 | Ticket reading systems | Renewal Costs (RC) | Services and equipment | Extra low voltage electrical services |  | 3 | 05 | 040 | 000 | 3.05.040
Ss_75_90_93_88 | 75 | 90 | 93 | 88 | Ticket reading systems | Maintenance Costs (MC) | Services and equipment | Extra low voltage electrical services |  | 5 | 05 | 040 | 000 | 5.05.040
Ss_75_95 | 75 | 95 |  |  | Temporary communications, security, safety, control and protection systems | Construction Costs (CC) | Services and equipment | Extra low voltage electrical services |  | 2 | 05 | 040 | 000 | 2.05.040
Ss_75_95 | 75 | 95 |  |  | Temporary communications, security, safety, control and protection systems | Renewal Costs (RC) | Services and equipment | Extra low voltage electrical services |  | 3 | 05 | 040 | 000 | 3.05.040
Ss_75_95 | 75 | 95 |  |  | Temporary communications, security, safety, control and protection systems | Maintenance Costs (MC) | Services and equipment | Extra low voltage electrical services |  | 5 | 05 | 040 | 000 | 5.05.040
Ss_80 | 80 |  |  |  | Transport systems | Construction Costs (CC) | Services and equipment |  |  | 2 | 05 | 000 | 000 | 2.05.000
Ss_80 | 80 |  |  |  | Transport systems | Renewal Costs (RC) | Services and equipment |  |  | 3 | 05 | 000 | 000 | 3.05.000
Ss_80 | 80 |  |  |  | Transport systems | Maintenance Costs (MC) | Services and equipment |  |  | 5 | 05 | 000 | 000 | 5.05.000
Ss_80_10 | 80 | 10 |  |  | Cable transport systems | Construction Costs (CC) | Services and equipment | Movement systems |  | 2 | 05 | 100 | 000 | 2.05.100
Ss_80_10 | 80 | 10 |  |  | Cable transport systems | Renewal Costs (RC) | Services and equipment | Movement systems |  | 3 | 05 | 100 | 000 | 3.05.100
Ss_80_10 | 80 | 10 |  |  | Cable transport systems | Maintenance Costs (MC) | Services and equipment | Movement systems |  | 5 | 05 | 100 | 000 | 5.05.100
Ss_80_10_05 | 80 | 10 | 05 |  | Aerial tram systems | Construction Costs (CC) | Services and equipment | Movement systems |  | 2 | 05 | 100 | 000 | 2.05.100
Ss_80_10_05 | 80 | 10 | 05 |  | Aerial tram systems | Renewal Costs (RC) | Services and equipment | Movement systems |  | 3 | 05 | 100 | 000 | 3.05.100
Ss_80_10_05 | 80 | 10 | 05 |  | Aerial tram systems | Maintenance Costs (MC) | Services and equipment | Movement systems |  | 5 | 05 | 100 | 000 | 5.05.100
Ss_80_10_10 | 80 | 10 | 10 |  | Cable car systems | Construction Costs (CC) | Services and equipment | Movement systems |  | 2 | 05 | 100 | 000 | 2.05.100
Ss_80_10_10 | 80 | 10 | 10 |  | Cable car systems | Renewal Costs (RC) | Services and equipment | Movement systems |  | 3 | 05 | 100 | 000 | 3.05.100
Ss_80_10_10 | 80 | 10 | 10 |  | Cable car systems | Maintenance Costs (MC) | Services and equipment | Movement systems |  | 5 | 05 | 100 | 000 | 5.05.100
Ss_80_10_15 | 80 | 10 | 15 |  | Chairlift systems | Construction Costs (CC) | Services and equipment | Movement systems |  | 2 | 05 | 100 | 000 | 2.05.100
Ss_80_10_15 | 80 | 10 | 15 |  | Chairlift systems | Renewal Costs (RC) | Services and equipment | Movement systems |  | 3 | 05 | 100 | 000 | 3.05.100
Ss_80_10_15 | 80 | 10 | 15 |  | Chairlift systems | Maintenance Costs (MC) | Services and equipment | Movement systems |  | 5 | 05 | 100 | 000 | 5.05.100
Ss_80_10_30 | 80 | 10 | 30 |  | Funicular systems | Construction Costs (CC) | Services and equipment | Movement systems |  | 2 | 05 | 100 | 000 | 2.05.100
Ss_80_10_30 | 80 | 10 | 30 |  | Funicular systems | Renewal Costs (RC) | Services and equipment | Movement systems |  | 3 | 05 | 100 | 000 | 3.05.100
Ss_80_10_30 | 80 | 10 | 30 |  | Funicular systems | Maintenance Costs (MC) | Services and equipment | Movement systems |  | 5 | 05 | 100 | 000 | 5.05.100
Ss_80_10_35 | 80 | 10 | 35 |  | Gondola systems | Construction Costs (CC) | Services and equipment | Gondolas |  | 2 | 05 | 110 | 000 | 2.05.110
Ss_80_10_35 | 80 | 10 | 35 |  | Gondola systems | Renewal Costs (RC) | Services and equipment | Gondolas |  | 3 | 05 | 110 | 000 | 3.05.110
Ss_80_10_35 | 80 | 10 | 35 |  | Gondola systems | Maintenance Costs (MC) | Services and equipment | Gondolas |  | 5 | 05 | 110 | 000 | 5.05.110
Ss_80_10_70 | 80 | 10 | 70 |  | Ropeway tow systems | Construction Costs (CC) | Services and equipment | Movement systems |  | 2 | 05 | 100 | 000 | 2.05.100
Ss_80_10_70 | 80 | 10 | 70 |  | Ropeway tow systems | Renewal Costs (RC) | Services and equipment | Movement systems |  | 3 | 05 | 100 | 000 | 3.05.100
Ss_80_10_70 | 80 | 10 | 70 |  | Ropeway tow systems | Maintenance Costs (MC) | Services and equipment | Movement systems |  | 5 | 05 | 100 | 000 | 5.05.100
Ss_80_10_85 | 80 | 10 | 85 |  | Surface lift systems | Construction Costs (CC) | Services and equipment | Movement systems |  | 2 | 05 | 100 | 000 | 2.05.100
Ss_80_10_85 | 80 | 10 | 85 |  | Surface lift systems | Renewal Costs (RC) | Services and equipment | Movement systems |  | 3 | 05 | 100 | 000 | 3.05.100
Ss_80_10_85 | 80 | 10 | 85 |  | Surface lift systems | Maintenance Costs (MC) | Services and equipment | Movement systems |  | 5 | 05 | 100 | 000 | 5.05.100
Ss_80_20 | 80 | 20 |  |  | Conveying systems | Construction Costs (CC) | Services and equipment | Movement systems |  | 2 | 05 | 100 | 000 | 2.05.100
Ss_80_20 | 80 | 20 |  |  | Conveying systems | Renewal Costs (RC) | Services and equipment | Movement systems |  | 3 | 05 | 100 | 000 | 3.05.100
Ss_80_20 | 80 | 20 |  |  | Conveying systems | Maintenance Costs (MC) | Services and equipment | Movement systems |  | 5 | 05 | 100 | 000 | 5.05.100
Ss_80_20_05 | 80 | 20 | 05 |  | Automatic guided vehicle systems | Construction Costs (CC) | Services and equipment | Movement systems |  | 2 | 05 | 100 | 000 | 2.05.100
Ss_80_20_05 | 80 | 20 | 05 |  | Automatic guided vehicle systems | Renewal Costs (RC) | Services and equipment | Movement systems |  | 3 | 05 | 100 | 000 | 3.05.100
Ss_80_20_05 | 80 | 20 | 05 |  | Automatic guided vehicle systems | Maintenance Costs (MC) | Services and equipment | Movement systems |  | 5 | 05 | 100 | 000 | 5.05.100
Ss_80_20_06 | 80 | 20 | 06 |  | Baggage handling systems | Construction Costs (CC) | Services and equipment | Movement systems |  | 2 | 05 | 100 | 000 | 2.05.100
Ss_80_20_06 | 80 | 20 | 06 |  | Baggage handling systems | Renewal Costs (RC) | Services and equipment | Movement systems |  | 3 | 05 | 100 | 000 | 3.05.100
Ss_80_20_06 | 80 | 20 | 06 |  | Baggage handling systems | Maintenance Costs (MC) | Services and equipment | Movement systems |  | 5 | 05 | 100 | 000 | 5.05.100
Ss_80_20_06_04 | 80 | 20 | 06 | 04 | Airport baggage handling systems | Construction Costs (CC) | Services and equipment | Movement systems |  | 2 | 05 | 100 | 000 | 2.05.100
Ss_80_20_06_04 | 80 | 20 | 06 | 04 | Airport baggage handling systems | Renewal Costs (RC) | Services and equipment | Movement systems |  | 3 | 05 | 100 | 000 | 3.05.100
Ss_80_20_06_04 | 80 | 20 | 06 | 04 | Airport baggage handling systems | Maintenance Costs (MC) | Services and equipment | Movement systems |  | 5 | 05 | 100 | 000 | 5.05.100
Ss_80_20_10 | 80 | 20 | 10 |  | Bulk material conveying systems | Construction Costs (CC) | Services and equipment | Movement systems |  | 2 | 05 | 100 | 000 | 2.05.100
Ss_80_20_10 | 80 | 20 | 10 |  | Bulk material conveying systems | Renewal Costs (RC) | Services and equipment | Movement systems |  | 3 | 05 | 100 | 000 | 3.05.100
Ss_80_20_10 | 80 | 20 | 10 |  | Bulk material conveying systems | Maintenance Costs (MC) | Services and equipment | Movement systems |  | 5 | 05 | 100 | 000 | 5.05.100
Ss_80_20_11 | 80 | 20 | 11 |  | Cargo handling systems | Construction Costs (CC) | Services and equipment | Movement systems |  | 2 | 05 | 100 | 000 | 2.05.100
Ss_80_20_11 | 80 | 20 | 11 |  | Cargo handling systems | Renewal Costs (RC) | Services and equipment | Movement systems |  | 3 | 05 | 100 | 000 | 3.05.100
Ss_80_20_11 | 80 | 20 | 11 |  | Cargo handling systems | Maintenance Costs (MC) | Services and equipment | Movement systems |  | 5 | 05 | 100 | 000 | 5.05.100
Ss_80_20_23 | 80 | 20 | 23 |  | Document conveying systems | Construction Costs (CC) | Services and equipment | Movement systems |  | 2 | 05 | 100 | 000 | 2.05.100
Ss_80_20_23 | 80 | 20 | 23 |  | Document conveying systems | Renewal Costs (RC) | Services and equipment | Movement systems |  | 3 | 05 | 100 | 000 | 3.05.100
Ss_80_20_23 | 80 | 20 | 23 |  | Document conveying systems | Maintenance Costs (MC) | Services and equipment | Movement systems |  | 5 | 05 | 100 | 000 | 5.05.100
Ss_80_20_23_65 | 80 | 20 | 23 | 65 | Pneumatic document conveying systems | Construction Costs (CC) | Services and equipment | Movement systems |  | 2 | 05 | 100 | 000 | 2.05.100
Ss_80_20_23_65 | 80 | 20 | 23 | 65 | Pneumatic document conveying systems | Renewal Costs (RC) | Services and equipment | Movement systems |  | 3 | 05 | 100 | 000 | 3.05.100
Ss_80_20_23_65 | 80 | 20 | 23 | 65 | Pneumatic document conveying systems | Maintenance Costs (MC) | Services and equipment | Movement systems |  | 5 | 05 | 100 | 000 | 5.05.100
Ss_80_20_60 | 80 | 20 | 60 |  | Parcel sorting systems | Construction Costs (CC) | Services and equipment | Movement systems |  | 2 | 05 | 100 | 000 | 2.05.100
Ss_80_20_60 | 80 | 20 | 60 |  | Parcel sorting systems | Renewal Costs (RC) | Services and equipment | Movement systems |  | 3 | 05 | 100 | 000 | 3.05.100
Ss_80_20_60 | 80 | 20 | 60 |  | Parcel sorting systems | Maintenance Costs (MC) | Services and equipment | Movement systems |  | 5 | 05 | 100 | 000 | 5.05.100
Ss_80_20_62 | 80 | 20 | 62 |  | People conveying systems | Construction Costs (CC) | Services and equipment | Movement systems |  | 2 | 05 | 100 | 000 | 2.05.100
Ss_80_20_62 | 80 | 20 | 62 |  | People conveying systems | Renewal Costs (RC) | Services and equipment | Movement systems |  | 3 | 05 | 100 | 000 | 3.05.100
Ss_80_20_62 | 80 | 20 | 62 |  | People conveying systems | Maintenance Costs (MC) | Services and equipment | Movement systems |  | 5 | 05 | 100 | 000 | 5.05.100
Ss_80_20_62_28 | 80 | 20 | 62 | 28 | Escalator systems | Construction Costs (CC) | Services and equipment | Movement systems |  | 2 | 05 | 100 | 000 | 2.05.100
Ss_80_20_62_28 | 80 | 20 | 62 | 28 | Escalator systems | Renewal Costs (RC) | Services and equipment | Movement systems |  | 3 | 05 | 100 | 000 | 3.05.100
Ss_80_20_62_28 | 80 | 20 | 62 | 28 | Escalator systems | Maintenance Costs (MC) | Services and equipment | Movement systems |  | 5 | 05 | 100 | 000 | 5.05.100
Ss_80_20_62_53 | 80 | 20 | 62 | 53 | Moving walkway systems | Construction Costs (CC) | Services and equipment | Movement systems |  | 2 | 05 | 100 | 000 | 2.05.100
Ss_80_20_62_53 | 80 | 20 | 62 | 53 | Moving walkway systems | Renewal Costs (RC) | Services and equipment | Movement systems |  | 3 | 05 | 100 | 000 | 3.05.100
Ss_80_20_62_53 | 80 | 20 | 62 | 53 | Moving walkway systems | Maintenance Costs (MC) | Services and equipment | Movement systems |  | 5 | 05 | 100 | 000 | 5.05.100
Ss_80_20_63 | 80 | 20 | 63 |  | Piece conveying systems | Construction Costs (CC) | Services and equipment | Movement systems |  | 2 | 05 | 100 | 000 | 2.05.100
Ss_80_20_63 | 80 | 20 | 63 |  | Piece conveying systems | Renewal Costs (RC) | Services and equipment | Movement systems |  | 3 | 05 | 100 | 000 | 3.05.100
Ss_80_20_63 | 80 | 20 | 63 |  | Piece conveying systems | Maintenance Costs (MC) | Services and equipment | Movement systems |  | 5 | 05 | 100 | 000 | 5.05.100
Ss_80_20_63_59 | 80 | 20 | 63 | 59 | Overhead piece conveying systems | Construction Costs (CC) | Services and equipment | Movement systems |  | 2 | 05 | 100 | 000 | 2.05.100
Ss_80_20_63_59 | 80 | 20 | 63 | 59 | Overhead piece conveying systems | Renewal Costs (RC) | Services and equipment | Movement systems |  | 3 | 05 | 100 | 000 | 3.05.100
Ss_80_20_63_59 | 80 | 20 | 63 | 59 | Overhead piece conveying systems | Maintenance Costs (MC) | Services and equipment | Movement systems |  | 5 | 05 | 100 | 000 | 5.05.100
Ss_80_20_65 | 80 | 20 | 65 |  | Pneumatic conveying systems | Construction Costs (CC) | Services and equipment | Movement systems |  | 2 | 05 | 100 | 000 | 2.05.100
Ss_80_20_65 | 80 | 20 | 65 |  | Pneumatic conveying systems | Renewal Costs (RC) | Services and equipment | Movement systems |  | 3 | 05 | 100 | 000 | 3.05.100
Ss_80_20_65 | 80 | 20 | 65 |  | Pneumatic conveying systems | Maintenance Costs (MC) | Services and equipment | Movement systems |  | 5 | 05 | 100 | 000 | 5.05.100
Ss_80_30 | 80 | 30 |  |  | Crane and hoist systems | Construction Costs (CC) | Services and equipment | Movement systems |  | 2 | 05 | 100 | 000 | 2.05.100
Ss_80_30 | 80 | 30 |  |  | Crane and hoist systems | Renewal Costs (RC) | Services and equipment | Movement systems |  | 3 | 05 | 100 | 000 | 3.05.100
Ss_80_30 | 80 | 30 |  |  | Crane and hoist systems | Maintenance Costs (MC) | Services and equipment | Movement systems |  | 5 | 05 | 100 | 000 | 5.05.100
Ss_80_30_10 | 80 | 30 | 10 |  | Bulk handling crane systems | Construction Costs (CC) | Services and equipment | Movement systems |  | 2 | 05 | 100 | 000 | 2.05.100
Ss_80_30_10 | 80 | 30 | 10 |  | Bulk handling crane systems | Renewal Costs (RC) | Services and equipment | Movement systems |  | 3 | 05 | 100 | 000 | 3.05.100
Ss_80_30_10 | 80 | 30 | 10 |  | Bulk handling crane systems | Maintenance Costs (MC) | Services and equipment | Movement systems |  | 5 | 05 | 100 | 000 | 5.05.100
Ss_80_30_15 | 80 | 30 | 15 |  | Container handling crane systems | Construction Costs (CC) | Services and equipment | Movement systems |  | 2 | 05 | 100 | 000 | 2.05.100
Ss_80_30_15 | 80 | 30 | 15 |  | Container handling crane systems | Renewal Costs (RC) | Services and equipment | Movement systems |  | 3 | 05 | 100 | 000 | 3.05.100
Ss_80_30_15 | 80 | 30 | 15 |  | Container handling crane systems | Maintenance Costs (MC) | Services and equipment | Movement systems |  | 5 | 05 | 100 | 000 | 5.05.100
Ss_80_30_20 | 80 | 30 | 20 |  | Derrick systems | Construction Costs (CC) | Services and equipment | Movement systems |  | 2 | 05 | 100 | 000 | 2.05.100
Ss_80_30_20 | 80 | 30 | 20 |  | Derrick systems | Renewal Costs (RC) | Services and equipment | Movement systems |  | 3 | 05 | 100 | 000 | 3.05.100
Ss_80_30_20 | 80 | 30 | 20 |  | Derrick systems | Maintenance Costs (MC) | Services and equipment | Movement systems |  | 5 | 05 | 100 | 000 | 5.05.100
Ss_80_30_25 | 80 | 30 | 25 |  | Dynamic permanent access and safety equipment systems | Construction Costs (CC) | Services and equipment | Movement systems |  | 2 | 05 | 100 | 000 | 2.05.100
Ss_80_30_25 | 80 | 30 | 25 |  | Dynamic permanent access and safety equipment systems | Renewal Costs (RC) | Services and equipment | Movement systems |  | 3 | 05 | 100 | 000 | 3.05.100
Ss_80_30_25 | 80 | 30 | 25 |  | Dynamic permanent access and safety equipment systems | Maintenance Costs (MC) | Services and equipment | Movement systems |  | 5 | 05 | 100 | 000 | 5.05.100
Ss_80_30_25_30 | 80 | 30 | 25 | 30 | Fixed rig suspended access systems | Construction Costs (CC) | Services and equipment | Movement systems |  | 2 | 05 | 100 | 000 | 2.05.100
Ss_80_30_25_30 | 80 | 30 | 25 | 30 | Fixed rig suspended access systems | Renewal Costs (RC) | Services and equipment | Movement systems |  | 3 | 05 | 100 | 000 | 3.05.100
Ss_80_30_25_30 | 80 | 30 | 25 | 30 | Fixed rig suspended access systems | Maintenance Costs (MC) | Services and equipment | Movement systems |  | 5 | 05 | 100 | 000 | 5.05.100
Ss_80_30_25_32 | 80 | 30 | 25 | 32 | Gantry access systems | Construction Costs (CC) | Services and equipment | Movement systems |  | 2 | 05 | 100 | 000 | 2.05.100
Ss_80_30_25_32 | 80 | 30 | 25 | 32 | Gantry access systems | Renewal Costs (RC) | Services and equipment | Movement systems |  | 3 | 05 | 100 | 000 | 3.05.100
Ss_80_30_25_32 | 80 | 30 | 25 | 32 | Gantry access systems | Maintenance Costs (MC) | Services and equipment | Movement systems |  | 5 | 05 | 100 | 000 | 5.05.100
Ss_80_30_25_35 | 80 | 30 | 25 | 35 | Guided type fall arrest systems | Construction Costs (CC) | Services and equipment | Movement systems |  | 2 | 05 | 100 | 000 | 2.05.100
Ss_80_30_25_35 | 80 | 30 | 25 | 35 | Guided type fall arrest systems | Renewal Costs (RC) | Services and equipment | Movement systems |  | 3 | 05 | 100 | 000 | 3.05.100
Ss_80_30_25_35 | 80 | 30 | 25 | 35 | Guided type fall arrest systems | Maintenance Costs (MC) | Services and equipment | Movement systems |  | 5 | 05 | 100 | 000 | 5.05.100
Ss_80_30_25_50 | 80 | 30 | 25 | 50 | Mobile rig monorail suspended access systems | Construction Costs (CC) | Services and equipment | Movement systems |  | 2 | 05 | 100 | 000 | 2.05.100
Ss_80_30_25_50 | 80 | 30 | 25 | 50 | Mobile rig monorail suspended access systems | Renewal Costs (RC) | Services and equipment | Movement systems |  | 3 | 05 | 100 | 000 | 3.05.100
Ss_80_30_25_50 | 80 | 30 | 25 | 50 | Mobile rig monorail suspended access systems | Maintenance Costs (MC) | Services and equipment | Movement systems |  | 5 | 05 | 100 | 000 | 5.05.100
Ss_80_30_25_52 | 80 | 30 | 25 | 52 | Mobile rig tracked suspended access systems | Construction Costs (CC) | Services and equipment | Movement systems |  | 2 | 05 | 100 | 000 | 2.05.100
Ss_80_30_25_52 | 80 | 30 | 25 | 52 | Mobile rig tracked suspended access systems | Renewal Costs (RC) | Services and equipment | Movement systems |  | 3 | 05 | 100 | 000 | 3.05.100
Ss_80_30_25_52 | 80 | 30 | 25 | 52 | Mobile rig tracked suspended access systems | Maintenance Costs (MC) | Services and equipment | Movement systems |  | 5 | 05 | 100 | 000 | 5.05.100
Ss_80_30_25_55 | 80 | 30 | 25 | 55 | Mobile rig trackless suspended access systems | Construction Costs (CC) | Services and equipment | Movement systems |  | 2 | 05 | 100 | 000 | 2.05.100
Ss_80_30_25_55 | 80 | 30 | 25 | 55 | Mobile rig trackless suspended access systems | Renewal Costs (RC) | Services and equipment | Movement systems |  | 3 | 05 | 100 | 000 | 3.05.100
Ss_80_30_25_55 | 80 | 30 | 25 | 55 | Mobile rig trackless suspended access systems | Maintenance Costs (MC) | Services and equipment | Other specialist services |  | 5 | 05 | 250 | 000 | 5.05.250
Ss_80_30_25_75 | 80 | 30 | 25 | 75 | Robotic cleaning systems | Construction Costs (CC) | Services and equipment | Other specialist services |  | 2 | 05 | 250 | 000 | 2.05.250
Ss_80_30_25_75 | 80 | 30 | 25 | 75 | Robotic cleaning systems | Renewal Costs (RC) | Services and equipment | Other specialist services |  | 3 | 05 | 250 | 000 | 3.05.250
Ss_80_30_25_75 | 80 | 30 | 25 | 75 | Robotic cleaning systems | Maintenance Costs (MC) | Services and equipment | Other specialist services |  | 5 | 05 | 250 | 000 | 5.05.250
Ss_80_30_25_80 | 80 | 30 | 25 | 80 | Single point anchorage fall arrest systems | Construction Costs (CC) | Services and equipment | Other specialist services |  | 2 | 05 | 250 | 000 | 2.05.250
Ss_80_30_25_80 | 80 | 30 | 25 | 80 | Single point anchorage fall arrest systems | Renewal Costs (RC) | Services and equipment | Other specialist services |  | 3 | 05 | 250 | 000 | 3.05.250
Ss_80_30_25_80 | 80 | 30 | 25 | 80 | Single point anchorage fall arrest systems | Maintenance Costs (MC) | Services and equipment | Other specialist services |  | 5 | 05 | 250 | 000 | 5.05.250
Ss_80_30_25_90 | 80 | 30 | 25 | 90 | Travelling ladder access systems | Construction Costs (CC) | Services and equipment | Movement systems |  | 2 | 05 | 100 | 000 | 2.05.100
Ss_80_30_25_90 | 80 | 30 | 25 | 90 | Travelling ladder access systems | Renewal Costs (RC) | Services and equipment | Movement systems |  | 3 | 05 | 100 | 000 | 3.05.100
Ss_80_30_25_90 | 80 | 30 | 25 | 90 | Travelling ladder access systems | Maintenance Costs (MC) | Services and equipment | Movement systems |  | 5 | 05 | 100 | 000 | 5.05.100
Ss_80_30_40 | 80 | 30 | 40 |  | Hoist systems | Construction Costs (CC) | Services and equipment | Movement systems |  | 2 | 05 | 100 | 000 | 2.05.100
Ss_80_30_40 | 80 | 30 | 40 |  | Hoist systems | Renewal Costs (RC) | Services and equipment | Movement systems |  | 3 | 05 | 100 | 000 | 3.05.100
Ss_80_30_40 | 80 | 30 | 40 |  | Hoist systems | Maintenance Costs (MC) | Services and equipment | Movement systems |  | 5 | 05 | 100 | 000 | 5.05.100
Ss_80_30_45 | 80 | 30 | 45 |  | Industrial crane systems | Construction Costs (CC) | Services and equipment | Movement systems |  | 2 | 05 | 100 | 000 | 2.05.100
Ss_80_30_45 | 80 | 30 | 45 |  | Industrial crane systems | Renewal Costs (RC) | Services and equipment | Movement systems |  | 3 | 05 | 100 | 000 | 3.05.100
Ss_80_30_45 | 80 | 30 | 45 |  | Industrial crane systems | Maintenance Costs (MC) | Services and equipment | Movement systems |  | 5 | 05 | 100 | 000 | 5.05.100
Ss_80_30_45_59 | 80 | 30 | 45 | 59 | Overhead crane systems | Construction Costs (CC) | Services and equipment | Movement systems |  | 2 | 05 | 100 | 000 | 2.05.100
Ss_80_30_45_59 | 80 | 30 | 45 | 59 | Overhead crane systems | Renewal Costs (RC) | Services and equipment | Movement systems |  | 3 | 05 | 100 | 000 | 3.05.100
Ss_80_30_45_59 | 80 | 30 | 45 | 59 | Overhead crane systems | Maintenance Costs (MC) | Services and equipment | Movement systems |  | 5 | 05 | 100 | 000 | 5.05.100
Ss_80_50 | 80 | 50 |  |  | Lift systems | Construction Costs (CC) | Services and equipment | Movement systems |  | 2 | 05 | 100 | 000 | 2.05.100
Ss_80_50 | 80 | 50 |  |  | Lift systems | Renewal Costs (RC) | Services and equipment | Movement systems |  | 3 | 05 | 100 | 000 | 3.05.100
Ss_80_50 | 80 | 50 |  |  | Lift systems | Maintenance Costs (MC) | Services and equipment | Movement systems |  | 5 | 05 | 100 | 000 | 5.05.100
Ss_80_50_60 | 80 | 50 | 60 |  | Passenger and goods lift systems | Construction Costs (CC) | Services and equipment | Movement systems |  | 2 | 05 | 100 | 000 | 2.05.100
Ss_80_50_60 | 80 | 50 | 60 |  | Passenger and goods lift systems | Renewal Costs (RC) | Services and equipment | Movement systems |  | 3 | 05 | 100 | 000 | 3.05.100
Ss_80_50_60 | 80 | 50 | 60 |  | Passenger and goods lift systems | Maintenance Costs (MC) | Services and equipment | Movement systems |  | 5 | 05 | 100 | 000 | 5.05.100
Ss_80_50_60_26 | 80 | 50 | 60 | 26 | Electric lift systems | Construction Costs (CC) | Services and equipment | Movement systems |  | 2 | 05 | 100 | 000 | 2.05.100
Ss_80_50_60_26 | 80 | 50 | 60 | 26 | Electric lift systems | Renewal Costs (RC) | Services and equipment | Movement systems |  | 3 | 05 | 100 | 000 | 3.05.100
Ss_80_50_60_26 | 80 | 50 | 60 | 26 | Electric lift systems | Maintenance Costs (MC) | Services and equipment | Movement systems |  | 5 | 05 | 100 | 000 | 5.05.100
Ss_80_50_60_39 | 80 | 50 | 60 | 39 | Hydraulic lift systems | Construction Costs (CC) | Services and equipment | Movement systems |  | 2 | 05 | 100 | 000 | 2.05.100
Ss_80_50_60_39 | 80 | 50 | 60 | 39 | Hydraulic lift systems | Renewal Costs (RC) | Services and equipment | Movement systems |  | 3 | 05 | 100 | 000 | 3.05.100
Ss_80_50_60_39 | 80 | 50 | 60 | 39 | Hydraulic lift systems | Maintenance Costs (MC) | Services and equipment | Movement systems |  | 5 | 05 | 100 | 000 | 5.05.100
Ss_80_50_60_42 | 80 | 50 | 60 | 42 | Inclined stairlift systems | Construction Costs (CC) | Services and equipment | Movement systems |  | 2 | 05 | 100 | 000 | 2.05.100
Ss_80_50_60_42 | 80 | 50 | 60 | 42 | Inclined stairlift systems | Renewal Costs (RC) | Services and equipment | Movement systems |  | 3 | 05 | 100 | 000 | 3.05.100
Ss_80_50_60_42 | 80 | 50 | 60 | 42 | Inclined stairlift systems | Maintenance Costs (MC) | Services and equipment | Movement systems |  | 5 | 05 | 100 | 000 | 5.05.100
Ss_80_50_60_50 | 80 | 50 | 60 | 50 | Manual dumbwaiter systems | Construction Costs (CC) | Services and equipment | Movement systems |  | 2 | 05 | 100 | 000 | 2.05.100
Ss_80_50_60_50 | 80 | 50 | 60 | 50 | Manual dumbwaiter systems | Renewal Costs (RC) | Services and equipment | Movement systems |  | 3 | 05 | 100 | 000 | 3.05.100
Ss_80_50_60_50 | 80 | 50 | 60 | 50 | Manual dumbwaiter systems | Maintenance Costs (MC) | Services and equipment | Movement systems |  | 5 | 05 | 100 | 000 | 5.05.100
Ss_80_50_60_60 | 80 | 50 | 60 | 60 | Paternoster systems | Construction Costs (CC) | Services and equipment | Movement systems |  | 2 | 05 | 100 | 000 | 2.05.100
Ss_80_50_60_60 | 80 | 50 | 60 | 60 | Paternoster systems | Renewal Costs (RC) | Services and equipment | Movement systems |  | 3 | 05 | 100 | 000 | 3.05.100
Ss_80_50_60_60 | 80 | 50 | 60 | 60 | Paternoster systems | Maintenance Costs (MC) | Services and equipment | Movement systems |  | 5 | 05 | 100 | 000 | 5.05.100
Ss_80_50_60_65 | 80 | 50 | 60 | 65 | Powered homelift systems | Construction Costs (CC) | Services and equipment | Movement systems |  | 2 | 05 | 100 | 000 | 2.05.100
Ss_80_50_60_65 | 80 | 50 | 60 | 65 | Powered homelift systems | Renewal Costs (RC) | Services and equipment | Movement systems |  | 3 | 05 | 100 | 000 | 3.05.100
Ss_80_50_60_65 | 80 | 50 | 60 | 65 | Powered homelift systems | Maintenance Costs (MC) | Services and equipment | Movement systems |  | 5 | 05 | 100 | 000 | 5.05.100
Ss_80_50_60_85 | 80 | 50 | 60 | 85 | Step lift systems | Construction Costs (CC) | Services and equipment | Movement systems |  | 2 | 05 | 100 | 000 | 2.05.100
Ss_80_50_60_85 | 80 | 50 | 60 | 85 | Step lift systems | Renewal Costs (RC) | Services and equipment | Movement systems |  | 3 | 05 | 100 | 000 | 3.05.100
Ss_80_50_60_85 | 80 | 50 | 60 | 85 | Step lift systems | Maintenance Costs (MC) | Services and equipment | Movement systems |  | 5 | 05 | 100 | 000 | 5.05.100
Ss_80_50_60_94 | 80 | 50 | 60 | 94 | Vertical platform lift systems | Construction Costs (CC) | Services and equipment | Movement systems |  | 2 | 05 | 100 | 000 | 2.05.100
Ss_80_50_60_94 | 80 | 50 | 60 | 94 | Vertical platform lift systems | Renewal Costs (RC) | Services and equipment | Movement systems |  | 3 | 05 | 100 | 000 | 3.05.100
Ss_80_50_60_94 | 80 | 50 | 60 | 94 | Vertical platform lift systems | Maintenance Costs (MC) | Services and equipment | Movement systems |  | 5 | 05 | 100 | 000 | 5.05.100
Ss_80_50_94 | 80 | 50 | 94 |  | Vehicle and boat stacking systems | Construction Costs (CC) | Services and equipment | Movement systems |  | 2 | 05 | 100 | 000 | 2.05.100
Ss_80_50_94 | 80 | 50 | 94 |  | Vehicle and boat stacking systems | Renewal Costs (RC) | Services and equipment | Movement systems |  | 3 | 05 | 100 | 000 | 3.05.100
Ss_80_50_94 | 80 | 50 | 94 |  | Vehicle and boat stacking systems | Maintenance Costs (MC) | Services and equipment | Movement systems |  | 5 | 05 | 100 | 000 | 5.05.100
Ss_80_50_96 | 80 | 50 | 96 |  | Warehouse stacking systems | Construction Costs (CC) | Services and equipment | Movement systems |  | 2 | 05 | 100 | 000 | 2.05.100
Ss_80_50_96 | 80 | 50 | 96 |  | Warehouse stacking systems | Renewal Costs (RC) | Services and equipment | Movement systems |  | 3 | 05 | 100 | 000 | 3.05.100
Ss_80_50_96 | 80 | 50 | 96 |  | Warehouse stacking systems | Maintenance Costs (MC) | Services and equipment | Movement systems |  | 5 | 05 | 100 | 000 | 5.05.100
Ss_80_70 | 80 | 70 |  |  | Track systems | Construction Costs (CC) | Services and equipment | Movement systems |  | 2 | 05 | 100 | 000 | 2.05.100
Ss_80_70 | 80 | 70 |  |  | Track systems | Renewal Costs (RC) | Services and equipment | Movement systems |  | 3 | 05 | 100 | 000 | 3.05.100
Ss_80_70 | 80 | 70 |  |  | Track systems | Maintenance Costs (MC) | Services and equipment | Movement systems |  | 5 | 05 | 100 | 000 | 5.05.100
Ss_80_70_46 | 80 | 70 | 46 |  | Level crossing systems | Construction Costs (CC) | Services and equipment | Movement systems |  | 2 | 05 | 100 | 000 | 2.05.100
Ss_80_70_46 | 80 | 70 | 46 |  | Level crossing systems | Renewal Costs (RC) | Services and equipment | Movement systems |  | 3 | 05 | 100 | 000 | 3.05.100
Ss_80_70_46 | 80 | 70 | 46 |  | Level crossing systems | Maintenance Costs (MC) | Services and equipment | Movement systems |  | 5 | 05 | 100 | 000 | 5.05.100
Ss_80_70_46_60 | 80 | 70 | 46 | 60 | Pedestrian level crossing systems | Construction Costs (CC) | Services and equipment | Movement systems |  | 2 | 05 | 100 | 000 | 2.05.100
Ss_80_70_46_60 | 80 | 70 | 46 | 60 | Pedestrian level crossing systems | Renewal Costs (RC) | Services and equipment | Movement systems |  | 3 | 05 | 100 | 000 | 3.05.100
Ss_80_70_46_60 | 80 | 70 | 46 | 60 | Pedestrian level crossing systems | Maintenance Costs (MC) | Services and equipment | Movement systems |  | 5 | 05 | 100 | 000 | 5.05.100
Ss_80_70_46_93 | 80 | 70 | 46 | 93 | User worked level crossing systems | Construction Costs (CC) | Services and equipment | Movement systems |  | 2 | 05 | 100 | 000 | 2.05.100
Ss_80_70_46_93 | 80 | 70 | 46 | 93 | User worked level crossing systems | Renewal Costs (RC) | Services and equipment | Movement systems |  | 3 | 05 | 100 | 000 | 3.05.100
Ss_80_70_46_93 | 80 | 70 | 46 | 93 | User worked level crossing systems | Maintenance Costs (MC) | Services and equipment | Movement systems |  | 5 | 05 | 100 | 000 | 5.05.100
Ss_80_70_46_95 | 80 | 70 | 46 | 95 | Vehicular level crossing systems | Construction Costs (CC) | Services and equipment | Movement systems |  | 2 | 05 | 100 | 000 | 2.05.100
Ss_80_70_46_95 | 80 | 70 | 46 | 95 | Vehicular level crossing systems | Renewal Costs (RC) | Services and equipment | Movement systems |  | 3 | 05 | 100 | 000 | 3.05.100
Ss_80_70_46_95 | 80 | 70 | 46 | 95 | Vehicular level crossing systems | Maintenance Costs (MC) | Services and equipment | Movement systems |  | 5 | 05 | 100 | 000 | 5.05.100
Ss_80_70_50 | 80 | 70 | 50 |  | Monorail systems | Construction Costs (CC) | Services and equipment | Movement systems |  | 2 | 05 | 100 | 000 | 2.05.100
Ss_80_70_50 | 80 | 70 | 50 |  | Monorail systems | Renewal Costs (RC) | Services and equipment | Movement systems |  | 3 | 05 | 100 | 000 | 3.05.100
Ss_80_70_50 | 80 | 70 | 50 |  | Monorail systems | Maintenance Costs (MC) | Services and equipment | Movement systems |  | 5 | 05 | 100 | 000 | 5.05.100
Ss_80_70_70 | 80 | 70 | 70 |  | Rail track systems | Construction Costs (CC) | Services and equipment | Movement systems |  | 2 | 05 | 100 | 000 | 2.05.100
Ss_80_70_70 | 80 | 70 | 70 |  | Rail track systems | Renewal Costs (RC) | Services and equipment | Movement systems |  | 3 | 05 | 100 | 000 | 3.05.100
Ss_80_70_70 | 80 | 70 | 70 |  | Rail track systems | Maintenance Costs (MC) | Services and equipment | Movement systems |  | 5 | 05 | 100 | 000 | 5.05.100
Ss_80_70_70_06 | 80 | 70 | 70 | 06 | Ballasted rail track systems | Construction Costs (CC) | Services and equipment | Movement systems |  | 2 | 05 | 100 | 000 | 2.05.100
Ss_80_70_70_06 | 80 | 70 | 70 | 06 | Ballasted rail track systems | Renewal Costs (RC) | Services and equipment | Movement systems |  | 3 | 05 | 100 | 000 | 3.05.100
Ss_80_70_70_06 | 80 | 70 | 70 | 06 | Ballasted rail track systems | Maintenance Costs (MC) | Services and equipment | Movement systems |  | 5 | 05 | 100 | 000 | 5.05.100
Ss_80_70_70_27 | 80 | 70 | 70 | 27 | Embedded rail systems | Construction Costs (CC) | Services and equipment | Movement systems |  | 2 | 05 | 100 | 000 | 2.05.100
Ss_80_70_70_27 | 80 | 70 | 70 | 27 | Embedded rail systems | Renewal Costs (RC) | Services and equipment | Movement systems |  | 3 | 05 | 100 | 000 | 3.05.100
Ss_80_70_70_27 | 80 | 70 | 70 | 27 | Embedded rail systems | Maintenance Costs (MC) | Services and equipment | Movement systems |  | 5 | 05 | 100 | 000 | 5.05.100
Ss_80_70_70_56 | 80 | 70 | 70 | 56 | Non-embedded slab track rail systems | Construction Costs (CC) | Services and equipment | Movement systems |  | 2 | 05 | 100 | 000 | 2.05.100
Ss_80_70_70_56 | 80 | 70 | 70 | 56 | Non-embedded slab track rail systems | Renewal Costs (RC) | Services and equipment | Movement systems |  | 3 | 05 | 100 | 000 | 3.05.100
Ss_80_70_70_56 | 80 | 70 | 70 | 56 | Non-embedded slab track rail systems | Maintenance Costs (MC) | Services and equipment | Movement systems |  | 5 | 05 | 100 | 000 | 5.05.100
Ss_80_70_70_65 | 80 | 70 | 70 | 65 | Precast track bed systems | Construction Costs (CC) | Services and equipment | Movement systems |  | 2 | 05 | 100 | 000 | 2.05.100
Ss_80_70_70_65 | 80 | 70 | 70 | 65 | Precast track bed systems | Renewal Costs (RC) | Services and equipment | Movement systems |  | 3 | 05 | 100 | 000 | 3.05.100
Ss_80_70_70_65 | 80 | 70 | 70 | 65 | Precast track bed systems | Maintenance Costs (MC) | Services and equipment | Movement systems |  | 5 | 05 | 100 | 000 | 5.05.100
Ss_80_70_89 | 80 | 70 | 89 |  | Train arrestor systems | Construction Costs (CC) | Services and equipment | Movement systems |  | 2 | 05 | 100 | 000 | 2.05.100
Ss_80_70_89 | 80 | 70 | 89 |  | Train arrestor systems | Renewal Costs (RC) | Services and equipment | Movement systems |  | 3 | 05 | 100 | 000 | 3.05.100
Ss_80_70_89 | 80 | 70 | 89 |  | Train arrestor systems | Maintenance Costs (MC) | Services and equipment | Movement systems |  | 5 | 05 | 100 | 000 | 5.05.100
Ss_80_70_89_30 | 80 | 70 | 89 | 30 | Fixed train arrestor systems | Construction Costs (CC) | Services and equipment | Movement systems |  | 2 | 05 | 100 | 000 | 2.05.100
Ss_80_70_89_30 | 80 | 70 | 89 | 30 | Fixed train arrestor systems | Renewal Costs (RC) | Services and equipment | Movement systems |  | 3 | 05 | 100 | 000 | 3.05.100
Ss_80_70_89_30 | 80 | 70 | 89 | 30 | Fixed train arrestor systems | Maintenance Costs (MC) | Services and equipment | Movement systems |  | 5 | 05 | 100 | 000 | 5.05.100
Ss_80_70_89_50 | 80 | 70 | 89 | 50 | Moveable train arrestor systems | Construction Costs (CC) | Services and equipment | Movement systems |  | 2 | 05 | 100 | 000 | 2.05.100
Ss_80_70_89_50 | 80 | 70 | 89 | 50 | Moveable train arrestor systems | Renewal Costs (RC) | Services and equipment | Movement systems |  | 3 | 05 | 100 | 000 | 3.05.100
Ss_80_70_89_50 | 80 | 70 | 89 | 50 | Moveable train arrestor systems | Maintenance Costs (MC) | Services and equipment | Movement systems |  | 5 | 05 | 100 | 000 | 5.05.100
Ss_80_80 | 80 | 80 |  |  | Turntable systems | Construction Costs (CC) | Services and equipment | Movement systems |  | 2 | 05 | 100 | 000 | 2.05.100
Ss_80_80 | 80 | 80 |  |  | Turntable systems | Renewal Costs (RC) | Services and equipment | Movement systems |  | 3 | 05 | 100 | 000 | 3.05.100
Ss_80_80 | 80 | 80 |  |  | Turntable systems | Maintenance Costs (MC) | Services and equipment | Movement systems |  | 5 | 05 | 100 | 000 | 5.05.100
Ss_80_80_20 | 80 | 80 | 20 |  | Display turntable systems | Construction Costs (CC) | Services and equipment | Movement systems |  | 2 | 05 | 100 | 000 | 2.05.100
Ss_80_80_20 | 80 | 80 | 20 |  | Display turntable systems | Renewal Costs (RC) | Services and equipment | Movement systems |  | 3 | 05 | 100 | 000 | 3.05.100
Ss_80_80_20 | 80 | 80 | 20 |  | Display turntable systems | Maintenance Costs (MC) | Services and equipment | Movement systems |  | 5 | 05 | 100 | 000 | 5.05.100
Ss_80_80_30 | 80 | 80 | 30 |  | Floor turntable systems | Construction Costs (CC) | Services and equipment | Movement systems |  | 2 | 05 | 100 | 000 | 2.05.100
Ss_80_80_30 | 80 | 80 | 30 |  | Floor turntable systems | Renewal Costs (RC) | Services and equipment | Movement systems |  | 3 | 05 | 100 | 000 | 3.05.100
Ss_80_80_30 | 80 | 80 | 30 |  | Floor turntable systems | Maintenance Costs (MC) | Services and equipment | Movement systems |  | 5 | 05 | 100 | 000 | 5.05.100
Ss_80_80_40 | 80 | 80 | 40 |  | Industrial turntable systems | Construction Costs (CC) | Services and equipment | Movement systems |  | 2 | 05 | 100 | 000 | 2.05.100
Ss_80_80_40 | 80 | 80 | 40 |  | Industrial turntable systems | Renewal Costs (RC) | Services and equipment | Movement systems |  | 3 | 05 | 100 | 000 | 3.05.100
Ss_80_80_40 | 80 | 80 | 40 |  | Industrial turntable systems | Maintenance Costs (MC) | Services and equipment | Movement systems |  | 5 | 05 | 100 | 000 | 5.05.100
Ss_80_80_70 | 80 | 80 | 70 |  | Railway turntable systems | Construction Costs (CC) | Services and equipment | Movement systems |  | 2 | 05 | 100 | 000 | 2.05.100
Ss_80_80_70 | 80 | 80 | 70 |  | Railway turntable systems | Renewal Costs (RC) | Services and equipment | Movement systems |  | 3 | 05 | 100 | 000 | 3.05.100
Ss_80_80_70 | 80 | 80 | 70 |  | Railway turntable systems | Maintenance Costs (MC) | Services and equipment | Movement systems |  | 5 | 05 | 100 | 000 | 5.05.100
Ss_80_80_85 | 80 | 80 | 85 |  | Stage turntable systems | Construction Costs (CC) | Services and equipment | Movement systems |  | 2 | 05 | 100 | 000 | 2.05.100
Ss_80_80_85 | 80 | 80 | 85 |  | Stage turntable systems | Renewal Costs (RC) | Services and equipment | Movement systems |  | 3 | 05 | 100 | 000 | 3.05.100
Ss_80_80_85 | 80 | 80 | 85 |  | Stage turntable systems | Maintenance Costs (MC) | Services and equipment | Movement systems |  | 5 | 05 | 100 | 000 | 5.05.100
Ss_80_90 | 80 | 90 |  |  | Vehicle access systems | Construction Costs (CC) | Services and equipment | Movement systems |  | 2 | 05 | 100 | 000 | 2.05.100
Ss_80_90 | 80 | 90 |  |  | Vehicle access systems | Renewal Costs (RC) | Services and equipment | Movement systems |  | 3 | 05 | 100 | 000 | 3.05.100
Ss_80_90 | 80 | 90 |  |  | Vehicle access systems | Maintenance Costs (MC) | Services and equipment | Movement systems |  | 5 | 05 | 100 | 000 | 5.05.100
Ss_80_90_05 | 80 | 90 | 05 |  | Aircraft passenger loading bridge systems | Construction Costs (CC) | Services and equipment | Movement systems |  | 2 | 05 | 100 | 000 | 2.05.100
Ss_80_90_05 | 80 | 90 | 05 |  | Aircraft passenger loading bridge systems | Renewal Costs (RC) | Services and equipment | Movement systems |  | 3 | 05 | 100 | 000 | 3.05.100
Ss_80_90_05 | 80 | 90 | 05 |  | Aircraft passenger loading bridge systems | Maintenance Costs (MC) | Services and equipment | Movement systems |  | 5 | 05 | 100 | 000 | 5.05.100
Ss_80_90_05_60 | 80 | 90 | 05 | 60 | Passenger loading bridge systems | Construction Costs (CC) | Services and equipment | Movement systems |  | 2 | 05 | 100 | 000 | 2.05.100
Ss_80_90_05_60 | 80 | 90 | 05 | 60 | Passenger loading bridge systems | Renewal Costs (RC) | Services and equipment | Movement systems |  | 3 | 05 | 100 | 000 | 3.05.100
Ss_80_90_05_60 | 80 | 90 | 05 | 60 | Passenger loading bridge systems | Maintenance Costs (MC) | Services and equipment | Movement systems |  | 5 | 05 | 100 | 000 | 5.05.100
Ss_80_90_70 | 80 | 90 | 70 |  | Rocket passenger access systems | Construction Costs (CC) | Services and equipment | Movement systems |  | 2 | 05 | 100 | 000 | 2.05.100
Ss_80_90_70 | 80 | 90 | 70 |  | Rocket passenger access systems | Renewal Costs (RC) | Services and equipment | Movement systems |  | 3 | 05 | 100 | 000 | 3.05.100
Ss_80_90_70 | 80 | 90 | 70 |  | Rocket passenger access systems | Maintenance Costs (MC) | Services and equipment | Movement systems |  | 5 | 05 | 100 | 000 | 5.05.100
Ss_80_90_75 | 80 | 90 | 75 |  | Ship passenger loading bridge systems | Construction Costs (CC) | Services and equipment | Movement systems |  | 2 | 05 | 100 | 000 | 2.05.100
Ss_80_90_75 | 80 | 90 | 75 |  | Ship passenger loading bridge systems | Renewal Costs (RC) | Services and equipment | Movement systems |  | 3 | 05 | 100 | 000 | 3.05.100
Ss_80_90_75 | 80 | 90 | 75 |  | Ship passenger loading bridge systems | Maintenance Costs (MC) | Services and equipment | Movement systems |  | 5 | 05 | 100 | 000 | 5.05.100
Ss_80_95 | 80 | 95 |  |  | Temporary transport systems | Construction Costs (CC) | Services and equipment | Movement systems |  | 2 | 05 | 100 | 000 | 2.05.100
Ss_80_95 | 80 | 95 |  |  | Temporary transport systems | Renewal Costs (RC) | Services and equipment | Movement systems |  | 3 | 05 | 100 | 000 | 3.05.100
Ss_80_95 | 80 | 95 |  |  | Temporary transport systems | Maintenance Costs (MC) | Services and equipment | Movement systems |  | 5 | 05 | 100 | 000 | 5.05.100
Ss_85 | 85 |  |  |  | Process engineering systems | Construction Costs (CC) | Services and equipment |  |  | 2 | 05 | 000 | 000 | 2.05.000
Ss_85 | 85 |  |  |  | Process engineering systems | Renewal Costs (RC) | Services and equipment |  |  | 3 | 05 | 000 | 000 | 3.05.000
Ss_85 | 85 |  |  |  | Process engineering systems | Maintenance Costs (MC) | Services and equipment |  |  | 5 | 05 | 000 | 000 | 5.05.000
Ss_85_72 | 85 | 72 |  |  | Robotic systems | Construction Costs (CC) | Services and equipment | Other specialist services |  | 2 | 05 | 250 | 000 | 2.05.250
Ss_85_72 | 85 | 72 |  |  | Robotic systems | Renewal Costs (RC) | Services and equipment | Other specialist services |  | 3 | 05 | 250 | 000 | 3.05.250
Ss_85_72 | 85 | 72 |  |  | Robotic systems | Maintenance Costs (MC) | Services and equipment | Other specialist services |  | 5 | 05 | 250 | 000 | 5.05.250
Ss_85_95 | 85 | 95 |  |  | Temporary process engineering systems | Construction Costs (CC) | Services and equipment | Other specialist services |  | 2 | 05 | 250 | 000 | 2.05.250
Ss_85_95 | 85 | 95 |  |  | Temporary process engineering systems | Renewal Costs (RC) | Services and equipment | Other specialist services |  | 3 | 05 | 250 | 000 | 3.05.250
Ss_85_95 | 85 | 95 |  |  | Temporary process engineering systems | Maintenance Costs (MC) | Services and equipment | Other specialist services |  | 5 | 05 | 250 | 000 | 5.05.250
Ss_90 | 90 |  |  |  | Soft facility management systems | Construction Costs (CC) | Preliminaries ¦ Constructors’ site overheads ¦ general requirements | Construction management including site management staff and support labour |  | 2 | 08 | 010 | 000 | 2.08.010
Ss_90 | 90 |  |  |  | Soft facility management systems | Renewal Costs (RC) | Preliminaries ¦ Constructors’ site overheads ¦ general requirements | Construction management including site management staff and support labour |  | 3 | 08 | 010 | 000 | 3.08.010
Ss_90 | 90 |  |  |  | Soft facility management systems | Maintenance Costs (MC) | Preliminaries ¦ Constructors’ site overheads ¦ general requirements | Construction management including site management staff and support labour |  | 5 | 08 | 010 | 000 | 5.08.010
Ss_90_05 | 90 | 05 |  |  | Demand for space | Construction Costs (CC) | Preliminaries ¦ Constructors’ site overheads ¦ general requirements | Construction management including site management staff and support labour |  | 2 | 08 | 010 | 000 | 2.08.010
Ss_90_05 | 90 | 05 |  |  | Demand for space | Renewal Costs (RC) | Preliminaries ¦ Constructors’ site overheads ¦ general requirements | Construction management including site management staff and support labour |  | 3 | 08 | 010 | 000 | 3.08.010
Ss_90_05 | 90 | 05 |  |  | Demand for space | Maintenance Costs (MC) | Preliminaries ¦ Constructors’ site overheads ¦ general requirements | Construction management including site management staff and support labour |  | 5 | 08 | 010 | 000 | 5.08.010
Ss_90_06 | 90 | 06 |  |  | Demand for technical infrastructure | Construction Costs (CC) | Preliminaries ¦ Constructors’ site overheads ¦ general requirements | Construction management including site management staff and support labour |  | 2 | 08 | 010 | 000 | 2.08.010
Ss_90_06 | 90 | 06 |  |  | Demand for technical infrastructure | Renewal Costs (RC) | Preliminaries ¦ Constructors’ site overheads ¦ general requirements | Construction management including site management staff and support labour |  | 3 | 08 | 010 | 000 | 3.08.010
Ss_90_06 | 90 | 06 |  |  | Demand for technical infrastructure | Maintenance Costs (MC) | Preliminaries ¦ Constructors’ site overheads ¦ general requirements | Construction management including site management staff and support labour |  | 5 | 08 | 010 | 000 | 5.08.010
Ss_90_07 | 90 | 07 |  |  | Demand for cleaning | Construction Costs (CC) | Preliminaries ¦ Constructors’ site overheads ¦ general requirements | Construction management including site management staff and support labour |  | 2 | 08 | 010 | 000 | 2.08.010
Ss_90_07 | 90 | 07 |  |  | Demand for cleaning | Renewal Costs (RC) | Preliminaries ¦ Constructors’ site overheads ¦ general requirements | Construction management including site management staff and support labour |  | 3 | 08 | 010 | 000 | 3.08.010
Ss_90_07 | 90 | 07 |  |  | Demand for cleaning | Maintenance Costs (MC) | Preliminaries ¦ Constructors’ site overheads ¦ general requirements | Construction management including site management staff and support labour |  | 5 | 08 | 010 | 000 | 5.08.010
Ss_90_08 | 90 | 08 |  |  | Demand related to outdoor space | Construction Costs (CC) | Preliminaries ¦ Constructors’ site overheads ¦ general requirements | Construction management including site management staff and support labour |  | 2 | 08 | 010 | 000 | 2.08.010
Ss_90_08 | 90 | 08 |  |  | Demand related to outdoor space | Renewal Costs (RC) | Preliminaries ¦ Constructors’ site overheads ¦ general requirements | Construction management including site management staff and support labour |  | 3 | 08 | 010 | 000 | 3.08.010
Ss_90_08 | 90 | 08 |  |  | Demand related to outdoor space | Maintenance Costs (MC) | Preliminaries ¦ Constructors’ site overheads ¦ general requirements | Construction management including site management staff and support labour |  | 5 | 08 | 010 | 000 | 5.08.010
Ss_90_09 | 90 | 09 |  |  | Workplace | Construction Costs (CC) | Preliminaries ¦ Constructors’ site overheads ¦ general requirements | Construction management including site management staff and support labour |  | 2 | 08 | 010 | 000 | 2.08.010
Ss_90_09 | 90 | 09 |  |  | Workplace | Renewal Costs (RC) | Preliminaries ¦ Constructors’ site overheads ¦ general requirements | Construction management including site management staff and support labour |  | 3 | 08 | 010 | 000 | 3.08.010
Ss_90_09 | 90 | 09 |  |  | Workplace | Maintenance Costs (MC) | Preliminaries ¦ Constructors’ site overheads ¦ general requirements | Construction management including site management staff and support labour |  | 5 | 08 | 010 | 000 | 5.08.010
Ss_90_10 | 90 | 10 |  |  | Specific demand related to space and infrastructure | Construction Costs (CC) | Preliminaries ¦ Constructors’ site overheads ¦ general requirements | Construction management including site management staff and support labour |  | 2 | 08 | 010 | 000 | 2.08.010
Ss_90_10 | 90 | 10 |  |  | Specific demand related to space and infrastructure | Renewal Costs (RC) | Preliminaries ¦ Constructors’ site overheads ¦ general requirements | Construction management including site management staff and support labour |  | 3 | 08 | 010 | 000 | 3.08.010
Ss_90_10 | 90 | 10 |  |  | Specific demand related to space and infrastructure | Maintenance Costs (MC) | Preliminaries ¦ Constructors’ site overheads ¦ general requirements | Construction management including site management staff and support labour |  | 5 | 08 | 010 | 000 | 5.08.010
Ss_90_11 | 90 | 11 |  |  | Demand for health, safety and security | Construction Costs (CC) | Preliminaries ¦ Constructors’ site overheads ¦ general requirements | Construction management including site management staff and support labour |  | 2 | 08 | 010 | 000 | 2.08.010
Ss_90_11 | 90 | 11 |  |  | Demand for health, safety and security | Renewal Costs (RC) | Preliminaries ¦ Constructors’ site overheads ¦ general requirements | Construction management including site management staff and support labour |  | 3 | 08 | 010 | 000 | 3.08.010
Ss_90_11 | 90 | 11 |  |  | Demand for health, safety and security | Maintenance Costs (MC) | Preliminaries ¦ Constructors’ site overheads ¦ general requirements | Construction management including site management staff and support labour |  | 5 | 08 | 010 | 000 | 5.08.010
Ss_90_12 | 90 | 12 |  |  | Hospitality demands | Construction Costs (CC) | Preliminaries ¦ Constructors’ site overheads ¦ general requirements | Construction management including site management staff and support labour |  | 2 | 08 | 010 | 000 | 2.08.010
Ss_90_12 | 90 | 12 |  |  | Hospitality demands | Renewal Costs (RC) | Preliminaries ¦ Constructors’ site overheads ¦ general requirements | Construction management including site management staff and support labour |  | 3 | 08 | 010 | 000 | 3.08.010
Ss_90_12 | 90 | 12 |  |  | Hospitality demands | Maintenance Costs (MC) | Preliminaries ¦ Constructors’ site overheads ¦ general requirements | Construction management including site management staff and support labour |  | 5 | 08 | 010 | 000 | 5.08.010
Ss_90_13 | 90 | 13 |  |  | Demand for information and communication | Construction Costs (CC) | Preliminaries ¦ Constructors’ site overheads ¦ general requirements | Construction management including site management staff and support labour |  | 2 | 08 | 010 | 000 | 2.08.010
Ss_90_13 | 90 | 13 |  |  | Demand for information and communication | Renewal Costs (RC) | Preliminaries ¦ Constructors’ site overheads ¦ general requirements | Construction management including site management staff and support labour |  | 3 | 08 | 010 | 000 | 3.08.010
Ss_90_13 | 90 | 13 |  |  | Demand for information and communication | Maintenance Costs (MC) | Preliminaries ¦ Constructors’ site overheads ¦ general requirements | Construction management including site management staff and support labour |  | 5 | 08 | 010 | 000 | 5.08.010
Ss_90_14 | 90 | 14 |  |  | Demand for logistics | Construction Costs (CC) | Preliminaries ¦ Constructors’ site overheads ¦ general requirements | Construction management including site management staff and support labour |  | 2 | 08 | 010 | 000 | 2.08.010
Ss_90_14 | 90 | 14 |  |  | Demand for logistics | Renewal Costs (RC) | Preliminaries ¦ Constructors’ site overheads ¦ general requirements | Construction management including site management staff and support labour |  | 3 | 08 | 010 | 000 | 3.08.010
Ss_90_14 | 90 | 14 |  |  | Demand for logistics | Maintenance Costs (MC) | Preliminaries ¦ Constructors’ site overheads ¦ general requirements | Construction management including site management staff and support labour |  | 5 | 08 | 010 | 000 | 5.08.010
Ss_90_15 | 90 | 15 |  |  | Demand for integrated management, consultancy and administration | Construction Costs (CC) | Preliminaries ¦ Constructors’ site overheads ¦ general requirements | Construction management including site management staff and support labour |  | 2 | 08 | 010 | 000 | 2.08.010
Ss_90_15 | 90 | 15 |  |  | Demand for integrated management, consultancy and administration | Renewal Costs (RC) | Preliminaries ¦ Constructors’ site overheads ¦ general requirements | Construction management including site management staff and support labour |  | 3 | 08 | 010 | 000 | 3.08.010
Ss_90_15 | 90 | 15 |  |  | Demand for integrated management, consultancy and administration | Maintenance Costs (MC) | Preliminaries ¦ Constructors’ site overheads ¦ general requirements | Construction management including site management staff and support labour |  | 5 | 08 | 010 | 000 | 5.08.010
Ss_90_20 | 90 | 20 |  |  | Specific demand of administrative, commercial and protective services | Construction Costs (CC) | Preliminaries ¦ Constructors’ site overheads ¦ general requirements | Construction management including site management staff and support labour |  | 2 | 08 | 010 | 000 | 2.08.010
Ss_90_20 | 90 | 20 |  |  | Specific demand of administrative, commercial and protective services | Renewal Costs (RC) | Preliminaries ¦ Constructors’ site overheads ¦ general requirements | Construction management including site management staff and support labour |  | 3 | 08 | 010 | 000 | 3.08.010
Ss_90_20 | 90 | 20 |  |  | Specific demand of administrative, commercial and protective services | Maintenance Costs (MC) | Preliminaries ¦ Constructors’ site overheads ¦ general requirements | Construction management including site management staff and support labour |  | 5 | 08 | 010 | 000 | 5.08.010
Ss_90_25 | 90 | 25 |  |  | Specific demand of cultural, educational, scientific and information organizations | Construction Costs (CC) | Preliminaries ¦ Constructors’ site overheads ¦ general requirements | Construction management including site management staff and support labour |  | 2 | 08 | 010 | 000 | 2.08.010
Ss_90_25 | 90 | 25 |  |  | Specific demand of cultural, educational, scientific and information organizations | Renewal Costs (RC) | Preliminaries ¦ Constructors’ site overheads ¦ general requirements | Construction management including site management staff and support labour |  | 3 | 08 | 010 | 000 | 3.08.010
Ss_90_25 | 90 | 25 |  |  | Specific demand of cultural, educational, scientific and information organizations | Maintenance Costs (MC) | Preliminaries ¦ Constructors’ site overheads ¦ general requirements | Construction management including site management staff and support labour |  | 5 | 08 | 010 | 000 | 5.08.010
Ss_90_30 | 90 | 30 |  |  | Specific demand of industrial organizations | Construction Costs (CC) | Preliminaries ¦ Constructors’ site overheads ¦ general requirements | Construction management including site management staff and support labour |  | 2 | 08 | 010 | 000 | 2.08.010
Ss_90_30 | 90 | 30 |  |  | Specific demand of industrial organizations | Renewal Costs (RC) | Preliminaries ¦ Constructors’ site overheads ¦ general requirements | Construction management including site management staff and support labour |  | 3 | 08 | 010 | 000 | 3.08.010
Ss_90_30 | 90 | 30 |  |  | Specific demand of industrial organizations | Maintenance Costs (MC) | Preliminaries ¦ Constructors’ site overheads ¦ general requirements | Construction management including site management staff and support labour |  | 5 | 08 | 010 | 000 | 5.08.010
Ss_90_35 | 90 | 35 |  |  | Specific demand of medical, health, welfare and sanitary organizations | Construction Costs (CC) | Preliminaries ¦ Constructors’ site overheads ¦ general requirements | Construction management including site management staff and support labour |  | 2 | 08 | 010 | 000 | 2.08.010
Ss_90_35 | 90 | 35 |  |  | Specific demand of medical, health, welfare and sanitary organizations | Renewal Costs (RC) | Preliminaries ¦ Constructors’ site overheads ¦ general requirements | Construction management including site management staff and support labour |  | 3 | 08 | 010 | 000 | 3.08.010
Ss_90_35 | 90 | 35 |  |  | Specific demand of medical, health, welfare and sanitary organizations | Maintenance Costs (MC) | Preliminaries ¦ Constructors’ site overheads ¦ general requirements | Construction management including site management staff and support labour |  | 5 | 08 | 010 | 000 | 5.08.010
Ss_90_40 | 90 | 40 |  |  | Specific demand of recreational organizations | Construction Costs (CC) | Preliminaries ¦ Constructors’ site overheads ¦ general requirements | Construction management including site management staff and support labour |  | 2 | 08 | 010 | 000 | 2.08.010
Ss_90_40 | 90 | 40 |  |  | Specific demand of recreational organizations | Renewal Costs (RC) | Preliminaries ¦ Constructors’ site overheads ¦ general requirements | Construction management including site management staff and support labour |  | 3 | 08 | 010 | 000 | 3.08.010
Ss_90_40 | 90 | 40 |  |  | Specific demand of recreational organizations | Maintenance Costs (MC) | Preliminaries ¦ Constructors’ site overheads ¦ general requirements | Construction management including site management staff and support labour |  | 5 | 08 | 010 | 000 | 5.08.010
Ss_90_45 | 90 | 45 |  |  | Specific demand of residential organizations | Construction Costs (CC) | Preliminaries ¦ Constructors’ site overheads ¦ general requirements | Construction management including site management staff and support labour |  | 2 | 08 | 010 | 000 | 2.08.010
Ss_90_45 | 90 | 45 |  |  | Specific demand of residential organizations | Renewal Costs (RC) | Preliminaries ¦ Constructors’ site overheads ¦ general requirements | Construction management including site management staff and support labour |  | 3 | 08 | 010 | 000 | 3.08.010
Ss_90_45 | 90 | 45 |  |  | Specific demand of residential organizations | Maintenance Costs (MC) | Preliminaries ¦ Constructors’ site overheads ¦ general requirements | Construction management including site management staff and support labour |  | 5 | 08 | 010 | 000 | 5.08.010
Ss_90_50 | 90 | 50 |  |  | Specific demand of disposal organizations | Construction Costs (CC) | Preliminaries ¦ Constructors’ site overheads ¦ general requirements | Construction management including site management staff and support labour |  | 2 | 08 | 010 | 000 | 2.08.010
Ss_90_50 | 90 | 50 |  |  | Specific demand of disposal organizations | Renewal Costs (RC) | Preliminaries ¦ Constructors’ site overheads ¦ general requirements | Construction management including site management staff and support labour |  | 3 | 08 | 010 | 000 | 3.08.010
Ss_90_50 | 90 | 50 |  |  | Specific demand of disposal organizations | Maintenance Costs (MC) | Preliminaries ¦ Constructors’ site overheads ¦ general requirements | Construction management including site management staff and support labour |  | 5 | 08 | 010 | 000 | 5.08.010
Ss_90_55 | 90 | 55 |  |  | Specific demand of piped supply organizations | Construction Costs (CC) | Preliminaries ¦ Constructors’ site overheads ¦ general requirements | Construction management including site management staff and support labour |  | 2 | 08 | 010 | 000 | 2.08.010
Ss_90_55 | 90 | 55 |  |  | Specific demand of piped supply organizations | Renewal Costs (RC) | Preliminaries ¦ Constructors’ site overheads ¦ general requirements | Construction management including site management staff and support labour |  | 3 | 08 | 010 | 000 | 3.08.010
Ss_90_55 | 90 | 55 |  |  | Specific demand of piped supply organizations | Maintenance Costs (MC) | Preliminaries ¦ Constructors’ site overheads ¦ general requirements | Construction management including site management staff and support labour |  | 5 | 08 | 010 | 000 | 5.08.010
Ss_90_60 | 90 | 60 |  |  | Specific demand of heating, cooling and refrigeration organizations | Construction Costs (CC) | Preliminaries ¦ Constructors’ site overheads ¦ general requirements | Construction management including site management staff and support labour |  | 2 | 08 | 010 | 000 | 2.08.010
Ss_90_60 | 90 | 60 |  |  | Specific demand of heating, cooling and refrigeration organizations | Renewal Costs (RC) | Preliminaries ¦ Constructors’ site overheads ¦ general requirements | Construction management including site management staff and support labour |  | 3 | 08 | 010 | 000 | 3.08.010
Ss_90_60 | 90 | 60 |  |  | Specific demand of heating, cooling and refrigeration organizations | Maintenance Costs (MC) | Preliminaries ¦ Constructors’ site overheads ¦ general requirements | Construction management including site management staff and support labour |  | 5 | 08 | 010 | 000 | 5.08.010
Ss_90_65 | 90 | 65 |  |  | Specific demand of ventilation and air conditioning organizations | Construction Costs (CC) | Preliminaries ¦ Constructors’ site overheads ¦ general requirements | Construction management including site management staff and support labour |  | 2 | 08 | 010 | 000 | 2.08.010
Ss_90_65 | 90 | 65 |  |  | Specific demand of ventilation and air conditioning organizations | Renewal Costs (RC) | Preliminaries ¦ Constructors’ site overheads ¦ general requirements | Construction management including site management staff and support labour |  | 3 | 08 | 010 | 000 | 3.08.010
Ss_90_65 | 90 | 65 |  |  | Specific demand of ventilation and air conditioning organizations | Maintenance Costs (MC) | Preliminaries ¦ Constructors’ site overheads ¦ general requirements | Construction management including site management staff and support labour |  | 5 | 08 | 010 | 000 | 5.08.010
Ss_90_70 | 90 | 70 |  |  | Specific demand of electrical organizations | Construction Costs (CC) | Preliminaries ¦ Constructors’ site overheads ¦ general requirements | Construction management including site management staff and support labour |  | 2 | 08 | 010 | 000 | 2.08.010
Ss_90_70 | 90 | 70 |  |  | Specific demand of electrical organizations | Renewal Costs (RC) | Preliminaries ¦ Constructors’ site overheads ¦ general requirements | Construction management including site management staff and support labour |  | 3 | 08 | 010 | 000 | 3.08.010
Ss_90_70 | 90 | 70 |  |  | Specific demand of electrical organizations | Maintenance Costs (MC) | Preliminaries ¦ Constructors’ site overheads ¦ general requirements | Construction management including site management staff and support labour |  | 5 | 08 | 010 | 000 | 5.08.010
Ss_90_75 | 90 | 75 |  |  | Specific demand of communications, security, safety and protection organisations | Construction Costs (CC) | Preliminaries ¦ Constructors’ site overheads ¦ general requirements | Construction management including site management staff and support labour |  | 2 | 08 | 010 | 000 | 2.08.010
Ss_90_75 | 90 | 75 |  |  | Specific demand of communications, security, safety and protection organisations | Renewal Costs (RC) | Preliminaries ¦ Constructors’ site overheads ¦ general requirements | Construction management including site management staff and support labour |  | 3 | 08 | 010 | 000 | 3.08.010
Ss_90_75 | 90 | 75 |  |  | Specific demand of communications, security, safety and protection organisations | Maintenance Costs (MC) | Preliminaries ¦ Constructors’ site overheads ¦ general requirements | Construction management including site management staff and support labour |  | 5 | 08 | 010 | 000 | 5.08.010
Ss_90_80 | 90 | 80 |  |  | Specific demand of rail organizations | Construction Costs (CC) | Preliminaries ¦ Constructors’ site overheads ¦ general requirements | Construction management including site management staff and support labour |  | 2 | 08 | 010 | 000 | 2.08.010
Ss_90_80 | 90 | 80 |  |  | Specific demand of rail organizations | Renewal Costs (RC) | Preliminaries ¦ Constructors’ site overheads ¦ general requirements | Construction management including site management staff and support labour |  | 3 | 08 | 010 | 000 | 3.08.010
Ss_90_80 | 90 | 80 |  |  | Specific demand of rail organizations | Maintenance Costs (MC) | Preliminaries ¦ Constructors’ site overheads ¦ general requirements | Construction management including site management staff and support labour |  | 5 | 08 | 010 | 000 | 5.08.010
Ss_90_81 | 90 | 81 |  |  | Specific demand of road organizations | Construction Costs (CC) | Preliminaries ¦ Constructors’ site overheads ¦ general requirements | Construction management including site management staff and support labour |  | 2 | 08 | 010 | 000 | 2.08.010
Ss_90_81 | 90 | 81 |  |  | Specific demand of road organizations | Renewal Costs (RC) | Preliminaries ¦ Constructors’ site overheads ¦ general requirements | Construction management including site management staff and support labour |  | 3 | 08 | 010 | 000 | 3.08.010
Ss_90_81 | 90 | 81 |  |  | Specific demand of road organizations | Maintenance Costs (MC) | Preliminaries ¦ Constructors’ site overheads ¦ general requirements | Construction management including site management staff and support labour |  | 5 | 08 | 010 | 000 | 5.08.010
Ss_90_82 | 90 | 82 |  |  | Specific demand of marine and waterway organizations | Construction Costs (CC) | Preliminaries ¦ Constructors’ site overheads ¦ general requirements | Construction management including site management staff and support labour |  | 2 | 08 | 010 | 000 | 2.08.010
Ss_90_82 | 90 | 82 |  |  | Specific demand of marine and waterway organizations | Renewal Costs (RC) | Preliminaries ¦ Constructors’ site overheads ¦ general requirements | Construction management including site management staff and support labour |  | 3 | 08 | 010 | 000 | 3.08.010
Ss_90_82 | 90 | 82 |  |  | Specific demand of marine and waterway organizations | Maintenance Costs (MC) | Preliminaries ¦ Constructors’ site overheads ¦ general requirements | Construction management including site management staff and support labour |  | 5 | 08 | 010 | 000 | 5.08.010
Ss_90_83 | 90 | 83 |  |  | Specific demand of cable transport organizations | Construction Costs (CC) | Preliminaries ¦ Constructors’ site overheads ¦ general requirements | Construction management including site management staff and support labour |  | 2 | 08 | 010 | 000 | 2.08.010
Ss_90_83 | 90 | 83 |  |  | Specific demand of cable transport organizations | Renewal Costs (RC) | Preliminaries ¦ Constructors’ site overheads ¦ general requirements | Construction management including site management staff and support labour |  | 3 | 08 | 010 | 000 | 3.08.010
Ss_90_83 | 90 | 83 |  |  | Specific demand of cable transport organizations | Maintenance Costs (MC) | Preliminaries ¦ Constructors’ site overheads ¦ general requirements | Construction management including site management staff and support labour |  | 5 | 08 | 010 | 000 | 5.08.010
Ss_90_84 | 90 | 84 |  |  | Specific demand of aerospace organizations | Construction Costs (CC) | Preliminaries ¦ Constructors’ site overheads ¦ general requirements | Construction management including site management staff and support labour |  | 2 | 08 | 010 | 000 | 2.08.010
Ss_90_84 | 90 | 84 |  |  | Specific demand of aerospace organizations | Renewal Costs (RC) | Preliminaries ¦ Constructors’ site overheads ¦ general requirements | Construction management including site management staff and support labour |  | 3 | 08 | 010 | 000 | 3.08.010
Ss_90_84 | 90 | 84 |  |  | Specific demand of aerospace organizations | Maintenance Costs (MC) | Preliminaries ¦ Constructors’ site overheads ¦ general requirements | Construction management including site management staff and support labour |  | 5 | 08 | 010 | 000 | 5.08.010

## Civil Map
Ss Systems - 08 February 2019 - v1.13
| Code | Group | Sub group | Section | Object | Title | Cost Category | Cost Group | Cost Sub-Group | Cost Sub Sub-Group | L2 | L3 | L4 | L5 | Unique ID | Notes
1 | Ss_15 | 15 |  |  |  | Earthworks, remediation and temporary systems | Construction Costs (CC) | Demolition, site preparation and formation | General site formation and slope treatment |  | 2 | 01 | 080 | 000 | 2.01.080
1 | Ss_15 | 15 |  |  |  | Earthworks, remediation and temporary systems | Renewal Costs (RC) | Demolition, site preparation and formation | General site formation and slope treatment |  | 3 | 01 | 080 | 000 | 3.01.080
1 | Ss_15 | 15 |  |  |  | Earthworks, remediation and temporary systems | Maintenance Costs (MC) | Demolition, site preparation and formation | General site formation and slope treatment |  | 5 | 01 | 080 | 000 | 5.01.080
2 | Ss_15_10 | 15 | 10 |  |  | Groundworks and earthworks systems | Construction Costs (CC) | Substructure | Excavation, disposal and lateral supports (specifically to receive any substructure construction but excluding general site formation and slope treatment) |  | 2 | 02 | 020 | 000 | 2.02.020
2 | Ss_15_10 | 15 | 10 |  |  | Groundworks and earthworks systems | Renewal Costs (RC) | Substructure | Excavation, disposal and lateral supports (specifically to receive any substructure construction but excluding general site formation and slope treatment) |  | 3 | 02 | 020 | 000 | 3.02.020
2 | Ss_15_10 | 15 | 10 |  |  | Groundworks and earthworks systems | Maintenance Costs (MC) | Substructure | Excavation, disposal and lateral supports (specifically to receive any substructure construction but excluding general site formation and slope treatment) |  | 5 | 02 | 020 | 000 | 5.02.020
3 | Ss_15_10_30 | 15 | 10 | 30 |  | Excavating and filling systems | Construction Costs (CC) | Substructure | Excavation, disposal and lateral supports (specifically to receive any substructure construction but excluding general site formation and slope treatment) |  | 2 | 02 | 020 | 000 | 2.02.020
3 | Ss_15_10_30 | 15 | 10 | 30 |  | Excavating and filling systems | Renewal Costs (RC) | Substructure | Excavation, disposal and lateral supports (specifically to receive any substructure construction but excluding general site formation and slope treatment) |  | 3 | 02 | 020 | 000 | 3.02.020
3 | Ss_15_10_30 | 15 | 10 | 30 |  | Excavating and filling systems | Maintenance Costs (MC) | Substructure | Excavation, disposal and lateral supports (specifically to receive any substructure construction but excluding general site formation and slope treatment) |  | 5 | 02 | 020 | 000 | 5.02.020
4 | Ss_15_10_30_05 | 15 | 10 | 30 | 05 | Backfill systems | Construction Costs (CC) | Substructure | Excavation, disposal and lateral supports (specifically to receive any substructure construction but excluding general site formation and slope treatment) |  | 2 | 02 | 020 | 000 | 2.02.020
4 | Ss_15_10_30_05 | 15 | 10 | 30 | 05 | Backfill systems | Renewal Costs (RC) | Substructure | Excavation, disposal and lateral supports (specifically to receive any substructure construction but excluding general site formation and slope treatment) |  | 3 | 02 | 020 | 000 | 3.02.020
4 | Ss_15_10_30_05 | 15 | 10 | 30 | 05 | Backfill systems | Maintenance Costs (MC) | Substructure | Excavation, disposal and lateral supports (specifically to receive any substructure construction but excluding general site formation and slope treatment) |  | 5 | 02 | 020 | 000 | 5.02.020
5 | Ss_15_10_30_25 | 15 | 10 | 30 | 25 | Earthworks excavating systems | Construction Costs (CC) | Substructure | Excavation, disposal and lateral supports (specifically to receive any substructure construction but excluding general site formation and slope treatment) |  | 2 | 02 | 020 | 000 | 2.02.020
5 | Ss_15_10_30_25 | 15 | 10 | 30 | 25 | Earthworks excavating systems | Renewal Costs (RC) | Substructure | Excavation, disposal and lateral supports (specifically to receive any substructure construction but excluding general site formation and slope treatment) |  | 3 | 02 | 020 | 000 | 3.02.020
5 | Ss_15_10_30_25 | 15 | 10 | 30 | 25 | Earthworks excavating systems | Maintenance Costs (MC) | Substructure | Excavation, disposal and lateral supports (specifically to receive any substructure construction but excluding general site formation and slope treatment) |  | 5 | 02 | 020 | 000 | 5.02.020
6 | Ss_15_10_30_27 | 15 | 10 | 30 | 27 | Earthworks filling systems | Construction Costs (CC) | Substructure | Excavation, disposal and lateral supports (specifically to receive any substructure construction but excluding general site formation and slope treatment) |  | 2 | 02 | 020 | 000 | 2.02.020
6 | Ss_15_10_30_27 | 15 | 10 | 30 | 27 | Earthworks filling systems | Renewal Costs (RC) | Substructure | Excavation, disposal and lateral supports (specifically to receive any substructure construction but excluding general site formation and slope treatment) |  | 3 | 02 | 020 | 000 | 3.02.020
6 | Ss_15_10_30_27 | 15 | 10 | 30 | 27 | Earthworks filling systems | Maintenance Costs (MC) | Substructure | Excavation, disposal and lateral supports (specifically to receive any substructure construction but excluding general site formation and slope treatment) |  | 5 | 02 | 020 | 000 | 5.02.020
7 | Ss_15_10_30_29 | 15 | 10 | 30 | 29 | Earthworks filling systems around trees | Construction Costs (CC) | Substructure | Structural backfill/ground remediation |  | 2 | 02 | 060 | 000 | 2.02.060
7 | Ss_15_10_30_29 | 15 | 10 | 30 | 29 | Earthworks filling systems around trees | Renewal Costs (RC) | Substructure | Structural backfill/ground remediation |  | 3 | 02 | 060 | 000 | 3.02.060
7 | Ss_15_10_30_29 | 15 | 10 | 30 | 29 | Earthworks filling systems around trees | Maintenance Costs (MC) | Substructure | Structural backfill/ground remediation |  | 5 | 02 | 060 | 000 | 5.02.060
8 | Ss_15_10_30_31 | 15 | 10 | 30 | 31 | Earthworks filling systems behind retaining walls | Construction Costs (CC) | Substructure | Structural backfill/ground remediation |  | 2 | 02 | 060 | 000 | 2.02.060
8 | Ss_15_10_30_31 | 15 | 10 | 30 | 31 | Earthworks filling systems behind retaining walls | Renewal Costs (RC) | Substructure | Structural backfill/ground remediation |  | 3 | 02 | 060 | 000 | 3.02.060
8 | Ss_15_10_30_31 | 15 | 10 | 30 | 31 | Earthworks filling systems behind retaining walls | Maintenance Costs (MC) | Substructure | Structural backfill/ground remediation |  | 5 | 02 | 060 | 000 | 5.02.060
9 | Ss_15_10_30_65 | 15 | 10 | 30 | 65 | Puddled clay lining systems | Construction Costs (CC) | Substructure | Bases to supports for tanks, pipes, well heads and the like |  | 2 | 02 | 110 | 000 | 2.02.110
9 | Ss_15_10_30_65 | 15 | 10 | 30 | 65 | Puddled clay lining systems | Renewal Costs (RC) | Substructure | Bases to supports for tanks, pipes, well heads and the like |  | 3 | 02 | 110 | 000 | 3.02.110
9 | Ss_15_10_30_65 | 15 | 10 | 30 | 65 | Puddled clay lining systems | Maintenance Costs (MC) | Substructure | Bases to supports for tanks, pipes, well heads and the like |  | 5 | 02 | 110 | 000 | 5.02.110
10 | Ss_15_10_30_90 | 15 | 10 | 30 | 90 | Topsoil filling systems | Construction Costs (CC) | Substructure | Bases to supports for tanks, pipes, well heads and the like |  | 2 | 02 | 110 | 000 | 2.02.110
10 | Ss_15_10_30_90 | 15 | 10 | 30 | 90 | Topsoil filling systems | Renewal Costs (RC) | Substructure | Bases to supports for tanks, pipes, well heads and the like |  | 3 | 02 | 110 | 000 | 3.02.110
10 | Ss_15_10_30_90 | 15 | 10 | 30 | 90 | Topsoil filling systems | Maintenance Costs (MC) | Substructure | Bases to supports for tanks, pipes, well heads and the like |  | 5 | 02 | 110 | 000 | 5.02.110
11 | Ss_15_10_33 | 15 | 10 | 33 |  | Ground gas disposal systems | Construction Costs (CC) | Demolition, site preparation and formation | Environmental treatment |  | 2 | 01 | 020 | 000 | 2.01.020
11 | Ss_15_10_33 | 15 | 10 | 33 |  | Ground gas disposal systems | Renewal Costs (RC) | Demolition, site preparation and formation | Environmental treatment |  | 3 | 01 | 020 | 000 | 3.01.020
11 | Ss_15_10_33 | 15 | 10 | 33 |  | Ground gas disposal systems | Maintenance Costs (MC) | Demolition, site preparation and formation | Environmental treatment |  | 5 | 01 | 020 | 000 | 5.01.020
12 | Ss_15_10_33_34 | 15 | 10 | 33 | 34 | Ground gas collection and venting systems | Construction Costs (CC) | Demolition, site preparation and formation | Environmental treatment |  | 2 | 01 | 020 | 000 | 2.01.020
12 | Ss_15_10_33_34 | 15 | 10 | 33 | 34 | Ground gas collection and venting systems | Renewal Costs (RC) | Demolition, site preparation and formation | Environmental treatment |  | 3 | 01 | 020 | 000 | 3.01.020
12 | Ss_15_10_33_34 | 15 | 10 | 33 | 34 | Ground gas collection and venting systems | Maintenance Costs (MC) | Demolition, site preparation and formation | Environmental treatment |  | 5 | 01 | 020 | 000 | 5.01.020
13 | Ss_15_10_35 | 15 | 10 | 35 |  | Ground remediation systems | Construction Costs (CC) | Demolition, site preparation and formation | Environmental treatment |  | 2 | 01 | 020 | 000 | 2.01.020
13 | Ss_15_10_35 | 15 | 10 | 35 |  | Ground remediation systems | Renewal Costs (RC) | Demolition, site preparation and formation | Environmental treatment |  | 3 | 01 | 020 | 000 | 3.01.020
13 | Ss_15_10_35 | 15 | 10 | 35 |  | Ground remediation systems | Maintenance Costs (MC) | Demolition, site preparation and formation | Environmental treatment |  | 5 | 01 | 020 | 000 | 5.01.020
14 | Ss_15_10_35_07 | 15 | 10 | 35 | 07 | Bioremediation systems | Construction Costs (CC) | Demolition, site preparation and formation | Environmental treatment |  | 2 | 01 | 020 | 000 | 2.01.020
14 | Ss_15_10_35_07 | 15 | 10 | 35 | 07 | Bioremediation systems | Renewal Costs (RC) | Demolition, site preparation and formation | Environmental treatment |  | 3 | 01 | 020 | 000 | 3.01.020
14 | Ss_15_10_35_07 | 15 | 10 | 35 | 07 | Bioremediation systems | Maintenance Costs (MC) | Demolition, site preparation and formation | Environmental treatment |  | 5 | 01 | 020 | 000 | 5.01.020
15 | Ss_15_10_45 | 15 | 10 | 45 |  | Landfill systems | Construction Costs (CC) | Demolition, site preparation and formation | Environmental treatment |  | 2 | 01 | 020 | 000 | 2.01.020
15 | Ss_15_10_45 | 15 | 10 | 45 |  | Landfill systems | Renewal Costs (RC) | Demolition, site preparation and formation | Environmental treatment |  | 3 | 01 | 020 | 000 | 3.01.020
15 | Ss_15_10_45 | 15 | 10 | 45 |  | Landfill systems | Maintenance Costs (MC) | Demolition, site preparation and formation | Environmental treatment |  | 5 | 01 | 020 | 000 | 5.01.020
16 | Ss_15_10_76 | 15 | 10 | 76 |  | Site waste disposal systems | Construction Costs (CC) | Demolition, site preparation and formation | Environmental treatment |  | 2 | 01 | 020 | 000 | 2.01.020
16 | Ss_15_10_76 | 15 | 10 | 76 |  | Site waste disposal systems | Renewal Costs (RC) | Demolition, site preparation and formation | Environmental treatment |  | 3 | 01 | 020 | 000 | 3.01.020
16 | Ss_15_10_76 | 15 | 10 | 76 |  | Site waste disposal systems | Maintenance Costs (MC) | Demolition, site preparation and formation | Environmental treatment |  | 5 | 01 | 020 | 000 | 5.01.020
17 | Ss_15_10_76_21 | 15 | 10 | 76 | 21 | Dewatering systems | Construction Costs (CC) | Demolition, site preparation and formation | Temporary surface drainage and dewatering |  | 2 | 01 | 090 | 000 | 2.01.090
17 | Ss_15_10_76_21 | 15 | 10 | 76 | 21 | Dewatering systems | Renewal Costs (RC) | Demolition, site preparation and formation | Temporary surface drainage and dewatering |  | 3 | 01 | 090 | 000 | 3.01.090
17 | Ss_15_10_76_21 | 15 | 10 | 76 | 21 | Dewatering systems | Maintenance Costs (MC) | Demolition, site preparation and formation | Temporary surface drainage and dewatering |  | 5 | 01 | 090 | 000 | 5.01.090
18 | Ss_15_10_78 | 15 | 10 | 78 |  | Slurry wall systems | Construction Costs (CC) | Substructure | Earth-retaining structures |  | 2 | 02 | 070 | 000 | 2.02.070
18 | Ss_15_10_78 | 15 | 10 | 78 |  | Slurry wall systems | Renewal Costs (RC) | Substructure | Earth-retaining structures |  | 3 | 02 | 070 | 000 | 3.02.070
18 | Ss_15_10_78 | 15 | 10 | 78 |  | Slurry wall systems | Maintenance Costs (MC) | Substructure | Earth-retaining structures |  | 5 | 02 | 070 | 000 | 5.02.070
19 | Ss_15_10_80 | 15 | 10 | 80 |  | Stabilization systems | Construction Costs (CC) | Substructure | Earth-retaining structures |  | 2 | 02 | 070 | 000 | 2.02.070
19 | Ss_15_10_80 | 15 | 10 | 80 |  | Stabilization systems | Renewal Costs (RC) | Substructure | Earth-retaining structures |  | 3 | 02 | 070 | 000 | 3.02.070
19 | Ss_15_10_80 | 15 | 10 | 80 |  | Stabilization systems | Maintenance Costs (MC) | Substructure | Earth-retaining structures |  | 5 | 02 | 070 | 000 | 5.02.070
20 | Ss_15_10_80_33 | 15 | 10 | 80 | 33 | Erosion control systems | Construction Costs (CC) | Demolition, site preparation and formation | Erosion control |  | 2 | 01 | 120 | 000 | 2.01.120
20 | Ss_15_10_80_33 | 15 | 10 | 80 | 33 | Erosion control systems | Renewal Costs (RC) | Demolition, site preparation and formation | Erosion control |  | 3 | 01 | 120 | 000 | 3.01.120
20 | Ss_15_10_80_33 | 15 | 10 | 80 | 33 | Erosion control systems | Maintenance Costs (MC) | Demolition, site preparation and formation | Erosion control |  | 5 | 01 | 120 | 000 | 5.01.120
21 | Ss_15_10_80_70 | 15 | 10 | 80 | 70 | Rock bolting and dowelling systems | Construction Costs (CC) | Substructure | Piling/anchoring |  | 2 | 02 | 050 | 000 | 2.02.050
21 | Ss_15_10_80_70 | 15 | 10 | 80 | 70 | Rock bolting and dowelling systems | Renewal Costs (RC) | Substructure | Piling/anchoring |  | 3 | 02 | 050 | 000 | 3.02.050
21 | Ss_15_10_80_70 | 15 | 10 | 80 | 70 | Rock bolting and dowelling systems | Maintenance Costs (MC) | Substructure | Piling/anchoring |  | 5 | 02 | 050 | 000 | 5.02.050
22 | Ss_15_10_80_80 | 15 | 10 | 80 | 80 | Soil nailing systems | Construction Costs (CC) | Substructure | Piling/anchoring |  | 2 | 02 | 050 | 000 | 2.02.050
22 | Ss_15_10_80_80 | 15 | 10 | 80 | 80 | Soil nailing systems | Renewal Costs (RC) | Substructure | Piling/anchoring |  | 3 | 02 | 050 | 000 | 3.02.050
22 | Ss_15_10_80_80 | 15 | 10 | 80 | 80 | Soil nailing systems | Maintenance Costs (MC) | Substructure | Piling/anchoring |  | 5 | 02 | 050 | 000 | 5.02.050
23 | Ss_15_10_80_85 | 15 | 10 | 80 | 85 | Subterranean void filling systems | Construction Costs (CC) | Substructure | Structural backfill/ground remediation |  | 2 | 02 | 060 | 000 | 2.02.060
23 | Ss_15_10_80_85 | 15 | 10 | 80 | 85 | Subterranean void filling systems | Renewal Costs (RC) | Substructure | Structural backfill/ground remediation |  | 3 | 02 | 060 | 000 | 3.02.060
23 | Ss_15_10_80_85 | 15 | 10 | 80 | 85 | Subterranean void filling systems | Maintenance Costs (MC) | Substructure | Structural backfill/ground remediation |  | 5 | 02 | 060 | 000 | 5.02.060
24 | Ss_15_30 | 15 | 30 |  |  | Remediation, repair and renovation systems | Construction Costs (CC) | Non-structural works | Non-structural removal and alterations |  | 2 | 04 | 010 | 000 | 2.04.010
24 | Ss_15_30 | 15 | 30 |  |  | Remediation, repair and renovation systems | Renewal Costs (RC) | Non-structural works | Non-structural removal and alterations |  | 3 | 04 | 010 | 000 | 3.04.010
24 | Ss_15_30 | 15 | 30 |  |  | Remediation, repair and renovation systems | Maintenance Costs (MC) | Non-structural works | Non-structural removal and alterations |  | 5 | 04 | 010 | 000 | 5.04.010
25 | Ss_15_30_10 | 15 | 30 | 10 |  | Building services remediation systems | Construction Costs (CC) | Non-structural works | Non-structural removal and alterations |  | 2 | 04 | 010 | 000 | 2.04.010
25 | Ss_15_30_10 | 15 | 30 | 10 |  | Building services remediation systems | Renewal Costs (RC) | Non-structural works | Non-structural removal and alterations |  | 3 | 04 | 010 | 000 | 3.04.010
25 | Ss_15_30_10 | 15 | 30 | 10 |  | Building services remediation systems | Maintenance Costs (MC) | Non-structural works | Non-structural removal and alterations |  | 5 | 04 | 010 | 000 | 5.04.010
26 | Ss_15_30_12 | 15 | 30 | 12 |  | Ceramics repair and renovation systems | Construction Costs (CC) | Non-structural works | Non-structural removal and alterations |  | 2 | 04 | 010 | 000 | 2.04.010
26 | Ss_15_30_12 | 15 | 30 | 12 |  | Ceramics repair and renovation systems | Renewal Costs (RC) | Non-structural works | Non-structural removal and alterations |  | 3 | 04 | 010 | 000 | 3.04.010
26 | Ss_15_30_12 | 15 | 30 | 12 |  | Ceramics repair and renovation systems | Maintenance Costs (MC) | Non-structural works | Non-structural removal and alterations |  | 5 | 04 | 010 | 000 | 5.04.010
27 | Ss_15_30_15 | 15 | 30 | 15 |  | Concrete and masonry cleaning systems | Construction Costs (CC) | Non-structural works | Non-structural removal and alterations |  | 2 | 04 | 010 | 000 | 2.04.010
27 | Ss_15_30_15 | 15 | 30 | 15 |  | Concrete and masonry cleaning systems | Renewal Costs (RC) | Non-structural works | Non-structural removal and alterations |  | 3 | 04 | 010 | 000 | 3.04.010
27 | Ss_15_30_15 | 15 | 30 | 15 |  | Concrete and masonry cleaning systems | Maintenance Costs (MC) | Non-structural works | Non-structural removal and alterations |  | 5 | 04 | 010 | 000 | 5.04.010
28 | Ss_15_30_15_15 | 15 | 30 | 15 | 15 | Concrete cleaning systems | Construction Costs (CC) | Non-structural works | Non-structural removal and alterations |  | 2 | 04 | 010 | 000 | 2.04.010
28 | Ss_15_30_15_15 | 15 | 30 | 15 | 15 | Concrete cleaning systems | Renewal Costs (RC) | Non-structural works | Non-structural removal and alterations |  | 3 | 04 | 010 | 000 | 3.04.010
28 | Ss_15_30_15_15 | 15 | 30 | 15 | 15 | Concrete cleaning systems | Maintenance Costs (MC) | Non-structural works | Non-structural removal and alterations |  | 5 | 04 | 010 | 000 | 5.04.010
29 | Ss_15_30_15_50 | 15 | 30 | 15 | 50 | Masonry cleaning systems | Construction Costs (CC) | Non-structural works | Non-structural removal and alterations |  | 2 | 04 | 010 | 000 | 2.04.010
29 | Ss_15_30_15_50 | 15 | 30 | 15 | 50 | Masonry cleaning systems | Renewal Costs (RC) | Non-structural works | Non-structural removal and alterations |  | 3 | 04 | 010 | 000 | 3.04.010
29 | Ss_15_30_15_50 | 15 | 30 | 15 | 50 | Masonry cleaning systems | Maintenance Costs (MC) | Non-structural works | Non-structural removal and alterations |  | 5 | 04 | 010 | 000 | 5.04.010
30 | Ss_15_30_15_65 | 15 | 30 | 15 | 65 | Preliminary concrete cleaning systems | Construction Costs (CC) | Non-structural works | Non-structural removal and alterations |  | 2 | 04 | 010 | 000 | 2.04.010
30 | Ss_15_30_15_65 | 15 | 30 | 15 | 65 | Preliminary concrete cleaning systems | Renewal Costs (RC) | Non-structural works | Non-structural removal and alterations |  | 3 | 04 | 010 | 000 | 3.04.010
30 | Ss_15_30_15_65 | 15 | 30 | 15 | 65 | Preliminary concrete cleaning systems | Maintenance Costs (MC) | Non-structural works | Non-structural removal and alterations |  | 5 | 04 | 010 | 000 | 5.04.010
31 | Ss_15_30_15_66 | 15 | 30 | 15 | 66 | Preliminary masonry cleaning systems | Construction Costs (CC) | Non-structural works | Non-structural removal and alterations |  | 2 | 04 | 010 | 000 | 2.04.010
31 | Ss_15_30_15_66 | 15 | 30 | 15 | 66 | Preliminary masonry cleaning systems | Renewal Costs (RC) | Non-structural works | Non-structural removal and alterations |  | 3 | 04 | 010 | 000 | 3.04.010
31 | Ss_15_30_15_66 | 15 | 30 | 15 | 66 | Preliminary masonry cleaning systems | Maintenance Costs (MC) | Non-structural works | Non-structural removal and alterations |  | 5 | 04 | 010 | 000 | 5.04.010
32 | Ss_15_30_17 | 15 | 30 | 17 |  | Concrete repair and renovation systems | Construction Costs (CC) | Non-structural works | Non-structural removal and alterations |  | 2 | 04 | 010 | 000 | 2.04.010
32 | Ss_15_30_17 | 15 | 30 | 17 |  | Concrete repair and renovation systems | Renewal Costs (RC) | Non-structural works | Non-structural removal and alterations |  | 3 | 04 | 010 | 000 | 3.04.010
32 | Ss_15_30_17 | 15 | 30 | 17 |  | Concrete repair and renovation systems | Maintenance Costs (MC) | Non-structural works | Non-structural removal and alterations |  | 5 | 04 | 010 | 000 | 5.04.010
33 | Ss_15_30_17_10 | 15 | 30 | 17 | 10 | Bonded steel plate repair systems | Construction Costs (CC) | Non-structural works | Non-structural removal and alterations |  | 2 | 04 | 010 | 000 | 2.04.010
33 | Ss_15_30_17_10 | 15 | 30 | 17 | 10 | Bonded steel plate repair systems | Renewal Costs (RC) | Non-structural works | Non-structural removal and alterations |  | 3 | 04 | 010 | 000 | 3.04.010
33 | Ss_15_30_17_10 | 15 | 30 | 17 | 10 | Bonded steel plate repair systems | Maintenance Costs (MC) | Non-structural works | Non-structural removal and alterations |  | 5 | 04 | 010 | 000 | 5.04.010
34 | Ss_15_30_17_12 | 15 | 30 | 17 | 12 | Concrete crack repair or filling systems | Construction Costs (CC) | Non-structural works | Non-structural removal and alterations |  | 2 | 04 | 010 | 000 | 2.04.010
34 | Ss_15_30_17_12 | 15 | 30 | 17 | 12 | Concrete crack repair or filling systems | Renewal Costs (RC) | Non-structural works | Non-structural removal and alterations |  | 3 | 04 | 010 | 000 | 3.04.010
34 | Ss_15_30_17_12 | 15 | 30 | 17 | 12 | Concrete crack repair or filling systems | Maintenance Costs (MC) | Non-structural works | Non-structural removal and alterations |  | 5 | 04 | 010 | 000 | 5.04.010
35 | Ss_15_30_17_14 | 15 | 30 | 17 | 14 | Concrete mortar or overlay systems | Construction Costs (CC) | Non-structural works | Non-structural removal and alterations |  | 2 | 04 | 010 | 000 | 2.04.010
35 | Ss_15_30_17_14 | 15 | 30 | 17 | 14 | Concrete mortar or overlay systems | Renewal Costs (RC) | Non-structural works | Non-structural removal and alterations |  | 3 | 04 | 010 | 000 | 3.04.010
35 | Ss_15_30_17_14 | 15 | 30 | 17 | 14 | Concrete mortar or overlay systems | Maintenance Costs (MC) | Non-structural works | Non-structural removal and alterations |  | 5 | 04 | 010 | 000 | 5.04.010
36 | Ss_15_30_17_16 | 15 | 30 | 17 | 16 | Concrete protective coating systems | Construction Costs (CC) | Non-structural works | Non-structural removal and alterations |  | 2 | 04 | 010 | 000 | 2.04.010
36 | Ss_15_30_17_16 | 15 | 30 | 17 | 16 | Concrete protective coating systems | Renewal Costs (RC) | Non-structural works | Non-structural removal and alterations |  | 3 | 04 | 010 | 000 | 3.04.010
36 | Ss_15_30_17_16 | 15 | 30 | 17 | 16 | Concrete protective coating systems | Maintenance Costs (MC) | Non-structural works | Non-structural removal and alterations |  | 5 | 04 | 010 | 000 | 5.04.010
37 | Ss_15_30_17_18 | 15 | 30 | 17 | 18 | Concrete repair systems | Construction Costs (CC) | Non-structural works | Non-structural removal and alterations |  | 2 | 04 | 010 | 000 | 2.04.010
37 | Ss_15_30_17_18 | 15 | 30 | 17 | 18 | Concrete repair systems | Renewal Costs (RC) | Non-structural works | Non-structural removal and alterations |  | 3 | 04 | 010 | 000 | 3.04.010
37 | Ss_15_30_17_18 | 15 | 30 | 17 | 18 | Concrete repair systems | Maintenance Costs (MC) | Non-structural works | Non-structural removal and alterations |  | 5 | 04 | 010 | 000 | 5.04.010
38 | Ss_15_30_17_85 | 15 | 30 | 17 | 85 | Sprayed concrete repair systems | Construction Costs (CC) | Non-structural works | Non-structural removal and alterations |  | 2 | 04 | 010 | 000 | 2.04.010
38 | Ss_15_30_17_85 | 15 | 30 | 17 | 85 | Sprayed concrete repair systems | Renewal Costs (RC) | Non-structural works | Non-structural removal and alterations |  | 3 | 04 | 010 | 000 | 3.04.010
38 | Ss_15_30_17_85 | 15 | 30 | 17 | 85 | Sprayed concrete repair systems | Maintenance Costs (MC) | Non-structural works | Non-structural removal and alterations |  | 5 | 04 | 010 | 000 | 5.04.010
39 | Ss_15_30_32 | 15 | 30 | 32 |  | Fungus and beetle eradication systems | Construction Costs (CC) | Non-structural works | Non-structural removal and alterations |  | 2 | 04 | 010 | 000 | 2.04.010
39 | Ss_15_30_32 | 15 | 30 | 32 |  | Fungus and beetle eradication systems | Renewal Costs (RC) | Non-structural works | Non-structural removal and alterations |  | 3 | 04 | 010 | 000 | 3.04.010
39 | Ss_15_30_32 | 15 | 30 | 32 |  | Fungus and beetle eradication systems | Maintenance Costs (MC) | Non-structural works | Non-structural removal and alterations |  | 5 | 04 | 010 | 000 | 5.04.010
40 | Ss_15_30_32_05 | 15 | 30 | 32 | 05 | Beetle eradication systems | Construction Costs (CC) | Non-structural works | Non-structural removal and alterations |  | 2 | 04 | 010 | 000 | 2.04.010
40 | Ss_15_30_32_05 | 15 | 30 | 32 | 05 | Beetle eradication systems | Renewal Costs (RC) | Non-structural works | Non-structural removal and alterations |  | 3 | 04 | 010 | 000 | 3.04.010
40 | Ss_15_30_32_05 | 15 | 30 | 32 | 05 | Beetle eradication systems | Maintenance Costs (MC) | Non-structural works | Non-structural removal and alterations |  | 5 | 04 | 010 | 000 | 5.04.010
41 | Ss_15_30_32_15 | 15 | 30 | 32 | 15 | Combined fungus and beetle treatment systems | Construction Costs (CC) | Non-structural works | Non-structural removal and alterations |  | 2 | 04 | 010 | 000 | 2.04.010
41 | Ss_15_30_32_15 | 15 | 30 | 32 | 15 | Combined fungus and beetle treatment systems | Renewal Costs (RC) | Non-structural works | Non-structural removal and alterations |  | 3 | 04 | 010 | 000 | 3.04.010
41 | Ss_15_30_32_15 | 15 | 30 | 32 | 15 | Combined fungus and beetle treatment systems | Maintenance Costs (MC) | Non-structural works | Non-structural removal and alterations |  | 5 | 04 | 010 | 000 | 5.04.010
42 | Ss_15_30_32_35 | 15 | 30 | 32 | 35 | Hot air infestation treatment systems | Construction Costs (CC) | Non-structural works | Non-structural removal and alterations |  | 2 | 04 | 010 | 000 | 2.04.010
42 | Ss_15_30_32_35 | 15 | 30 | 32 | 35 | Hot air infestation treatment systems | Renewal Costs (RC) | Non-structural works | Non-structural removal and alterations |  | 3 | 04 | 010 | 000 | 3.04.010
42 | Ss_15_30_32_35 | 15 | 30 | 32 | 35 | Hot air infestation treatment systems | Maintenance Costs (MC) | Non-structural works | Non-structural removal and alterations |  | 5 | 04 | 010 | 000 | 5.04.010
43 | Ss_15_30_32_50 | 15 | 30 | 32 | 50 | Masonry fungus treatment systems | Construction Costs (CC) | Non-structural works | Non-structural removal and alterations |  | 2 | 04 | 010 | 000 | 2.04.010
43 | Ss_15_30_32_50 | 15 | 30 | 32 | 50 | Masonry fungus treatment systems | Renewal Costs (RC) | Non-structural works | Non-structural removal and alterations |  | 3 | 04 | 010 | 000 | 3.04.010
43 | Ss_15_30_32_50 | 15 | 30 | 32 | 50 | Masonry fungus treatment systems | Maintenance Costs (MC) | Non-structural works | Non-structural removal and alterations |  | 5 | 04 | 010 | 000 | 5.04.010
44 | Ss_15_30_32_85 | 15 | 30 | 32 | 85 | Termite treatment systems | Construction Costs (CC) | Non-structural works | Non-structural removal and alterations |  | 2 | 04 | 010 | 000 | 2.04.010
44 | Ss_15_30_32_85 | 15 | 30 | 32 | 85 | Termite treatment systems | Renewal Costs (RC) | Non-structural works | Non-structural removal and alterations |  | 3 | 04 | 010 | 000 | 3.04.010
44 | Ss_15_30_32_85 | 15 | 30 | 32 | 85 | Termite treatment systems | Maintenance Costs (MC) | Non-structural works | Non-structural removal and alterations |  | 5 | 04 | 010 | 000 | 5.04.010
45 | Ss_15_30_32_90 | 15 | 30 | 32 | 90 | Timber fungus treatment systems | Construction Costs (CC) | Non-structural works | Non-structural removal and alterations |  | 2 | 04 | 010 | 000 | 2.04.010
45 | Ss_15_30_32_90 | 15 | 30 | 32 | 90 | Timber fungus treatment systems | Renewal Costs (RC) | Non-structural works | Non-structural removal and alterations |  | 3 | 04 | 010 | 000 | 3.04.010
45 | Ss_15_30_32_90 | 15 | 30 | 32 | 90 | Timber fungus treatment systems | Maintenance Costs (MC) | Non-structural works | Non-structural removal and alterations |  | 5 | 04 | 010 | 000 | 5.04.010
46 | Ss_15_30_33 | 15 | 30 | 33 |  | Glass repair and renovation systems | Construction Costs (CC) | Non-structural works | Non-structural removal and alterations |  | 2 | 04 | 010 | 000 | 2.04.010
46 | Ss_15_30_33 | 15 | 30 | 33 |  | Glass repair and renovation systems | Renewal Costs (RC) | Non-structural works | Non-structural removal and alterations |  | 3 | 04 | 010 | 000 | 3.04.010
46 | Ss_15_30_33 | 15 | 30 | 33 |  | Glass repair and renovation systems | Maintenance Costs (MC) | Non-structural works | Non-structural removal and alterations |  | 5 | 04 | 010 | 000 | 5.04.010
47 | Ss_15_30_36 | 15 | 30 | 36 |  | Grouting systems | Construction Costs (CC) | Non-structural works | Non-structural removal and alterations |  | 2 | 04 | 010 | 000 | 2.04.010
47 | Ss_15_30_36 | 15 | 30 | 36 |  | Grouting systems | Renewal Costs (RC) | Non-structural works | Non-structural removal and alterations |  | 3 | 04 | 010 | 000 | 3.04.010
47 | Ss_15_30_36 | 15 | 30 | 36 |  | Grouting systems | Maintenance Costs (MC) | Non-structural works | Non-structural removal and alterations |  | 5 | 04 | 010 | 000 | 5.04.010
48 | Ss_15_30_50 | 15 | 30 | 50 |  | Masonry repair and renovation systems | Construction Costs (CC) | Non-structural works | Non-structural removal and alterations |  | 2 | 04 | 010 | 000 | 2.04.010
48 | Ss_15_30_50 | 15 | 30 | 50 |  | Masonry repair and renovation systems | Renewal Costs (RC) | Non-structural works | Non-structural removal and alterations |  | 3 | 04 | 010 | 000 | 3.04.010
48 | Ss_15_30_50 | 15 | 30 | 50 |  | Masonry repair and renovation systems | Maintenance Costs (MC) | Non-structural works | Non-structural removal and alterations |  | 5 | 04 | 010 | 000 | 5.04.010
49 | Ss_15_30_50_50 | 15 | 30 | 50 | 50 | Masonry repair systems | Construction Costs (CC) | Non-structural works | Non-structural removal and alterations |  | 2 | 04 | 010 | 000 | 2.04.010
49 | Ss_15_30_50_50 | 15 | 30 | 50 | 50 | Masonry repair systems | Renewal Costs (RC) | Non-structural works | Non-structural removal and alterations |  | 3 | 04 | 010 | 000 | 3.04.010
49 | Ss_15_30_50_50 | 15 | 30 | 50 | 50 | Masonry repair systems | Maintenance Costs (MC) | Non-structural works | Non-structural removal and alterations |  | 5 | 04 | 010 | 000 | 5.04.010
50 | Ss_15_30_50_53 | 15 | 30 | 50 | 53 | Mortar joint repair systems | Construction Costs (CC) | Non-structural works | Non-structural removal and alterations |  | 2 | 04 | 010 | 000 | 2.04.010
50 | Ss_15_30_50_53 | 15 | 30 | 50 | 53 | Mortar joint repair systems | Renewal Costs (RC) | Non-structural works | Non-structural removal and alterations |  | 3 | 04 | 010 | 000 | 3.04.010
50 | Ss_15_30_50_53 | 15 | 30 | 50 | 53 | Mortar joint repair systems | Maintenance Costs (MC) | Non-structural works | Non-structural removal and alterations |  | 5 | 04 | 010 | 000 | 5.04.010
51 | Ss_15_30_50_55 | 15 | 30 | 50 | 55 | Mortar repointing systems | Construction Costs (CC) | Non-structural works | Non-structural removal and alterations |  | 2 | 04 | 010 | 000 | 2.04.010
51 | Ss_15_30_50_55 | 15 | 30 | 50 | 55 | Mortar repointing systems | Renewal Costs (RC) | Non-structural works | Non-structural removal and alterations |  | 3 | 04 | 010 | 000 | 3.04.010
51 | Ss_15_30_50_55 | 15 | 30 | 50 | 55 | Mortar repointing systems | Maintenance Costs (MC) | Non-structural works | Non-structural removal and alterations |  | 5 | 04 | 010 | 000 | 5.04.010
52 | Ss_15_30_52 | 15 | 30 | 52 |  | Metal repair and renovation systems | Construction Costs (CC) | Non-structural works | Non-structural removal and alterations |  | 2 | 04 | 010 | 000 | 2.04.010
52 | Ss_15_30_52 | 15 | 30 | 52 |  | Metal repair and renovation systems | Renewal Costs (RC) | Non-structural works | Non-structural removal and alterations |  | 3 | 04 | 010 | 000 | 3.04.010
52 | Ss_15_30_52 | 15 | 30 | 52 |  | Metal repair and renovation systems | Maintenance Costs (MC) | Non-structural works | Non-structural removal and alterations |  | 5 | 04 | 010 | 000 | 5.04.010
53 | Ss_15_30_52_03 | 15 | 30 | 52 | 03 | Aluminium repair systems | Construction Costs (CC) | Non-structural works | Non-structural removal and alterations |  | 2 | 04 | 010 | 000 | 2.04.010
53 | Ss_15_30_52_03 | 15 | 30 | 52 | 03 | Aluminium repair systems | Renewal Costs (RC) | Non-structural works | Non-structural removal and alterations |  | 3 | 04 | 010 | 000 | 3.04.010
53 | Ss_15_30_52_03 | 15 | 30 | 52 | 03 | Aluminium repair systems | Maintenance Costs (MC) | Non-structural works | Non-structural removal and alterations |  | 5 | 04 | 010 | 000 | 5.04.010
54 | Ss_15_30_52_15 | 15 | 30 | 52 | 15 | Copper repair systems | Construction Costs (CC) | Non-structural works | Non-structural removal and alterations |  | 2 | 04 | 010 | 000 | 2.04.010
54 | Ss_15_30_52_15 | 15 | 30 | 52 | 15 | Copper repair systems | Renewal Costs (RC) | Non-structural works | Non-structural removal and alterations |  | 3 | 04 | 010 | 000 | 3.04.010
54 | Ss_15_30_52_15 | 15 | 30 | 52 | 15 | Copper repair systems | Maintenance Costs (MC) | Non-structural works | Non-structural removal and alterations |  | 5 | 04 | 010 | 000 | 5.04.010
55 | Ss_15_30_52_42 | 15 | 30 | 52 | 42 | Iron repair systems | Construction Costs (CC) | Non-structural works | Non-structural removal and alterations |  | 2 | 04 | 010 | 000 | 2.04.010
55 | Ss_15_30_52_42 | 15 | 30 | 52 | 42 | Iron repair systems | Renewal Costs (RC) | Non-structural works | Non-structural removal and alterations |  | 3 | 04 | 010 | 000 | 3.04.010
55 | Ss_15_30_52_42 | 15 | 30 | 52 | 42 | Iron repair systems | Maintenance Costs (MC) | Non-structural works | Non-structural removal and alterations |  | 5 | 04 | 010 | 000 | 5.04.010
56 | Ss_15_30_52_46 | 15 | 30 | 52 | 46 | Lead repair systems | Construction Costs (CC) | Non-structural works | Non-structural removal and alterations |  | 2 | 04 | 010 | 000 | 2.04.010
56 | Ss_15_30_52_46 | 15 | 30 | 52 | 46 | Lead repair systems | Renewal Costs (RC) | Non-structural works | Non-structural removal and alterations |  | 3 | 04 | 010 | 000 | 3.04.010
56 | Ss_15_30_52_46 | 15 | 30 | 52 | 46 | Lead repair systems | Maintenance Costs (MC) | Non-structural works | Non-structural removal and alterations |  | 5 | 04 | 010 | 000 | 5.04.010
57 | Ss_15_30_52_84 | 15 | 30 | 52 | 84 | Steel repair systems | Construction Costs (CC) | Non-structural works | Non-structural removal and alterations |  | 2 | 04 | 010 | 000 | 2.04.010
57 | Ss_15_30_52_84 | 15 | 30 | 52 | 84 | Steel repair systems | Renewal Costs (RC) | Non-structural works | Non-structural removal and alterations |  | 3 | 04 | 010 | 000 | 3.04.010
57 | Ss_15_30_52_84 | 15 | 30 | 52 | 84 | Steel repair systems | Maintenance Costs (MC) | Non-structural works | Non-structural removal and alterations |  | 5 | 04 | 010 | 000 | 5.04.010
58 | Ss_15_30_65 | 15 | 30 | 65 |  | Pipeline renovation systems | Construction Costs (CC) | Non-structural works | Non-structural removal and alterations |  | 2 | 04 | 010 | 000 | 2.04.010
58 | Ss_15_30_65 | 15 | 30 | 65 |  | Pipeline renovation systems | Renewal Costs (RC) | Non-structural works | Non-structural removal and alterations |  | 3 | 04 | 010 | 000 | 3.04.010
58 | Ss_15_30_65 | 15 | 30 | 65 |  | Pipeline renovation systems | Maintenance Costs (MC) | Non-structural works | Non-structural removal and alterations |  | 5 | 04 | 010 | 000 | 5.04.010
59 | Ss_15_30_65_15 | 15 | 30 | 65 | 15 | Close fit plastics pipe lining systems | Construction Costs (CC) | Non-structural works | Non-structural removal and alterations |  | 2 | 04 | 010 | 000 | 2.04.010
59 | Ss_15_30_65_15 | 15 | 30 | 65 | 15 | Close fit plastics pipe lining systems | Renewal Costs (RC) | Non-structural works | Non-structural removal and alterations |  | 3 | 04 | 010 | 000 | 3.04.010
59 | Ss_15_30_65_15 | 15 | 30 | 65 | 15 | Close fit plastics pipe lining systems | Maintenance Costs (MC) | Non-structural works | Non-structural removal and alterations |  | 5 | 04 | 010 | 000 | 5.04.010
60 | Ss_15_30_65_17 | 15 | 30 | 65 | 17 | Continuous plastics pipe lining systems | Construction Costs (CC) | Non-structural works | Non-structural removal and alterations |  | 2 | 04 | 010 | 000 | 2.04.010
60 | Ss_15_30_65_17 | 15 | 30 | 65 | 17 | Continuous plastics pipe lining systems | Renewal Costs (RC) | Non-structural works | Non-structural removal and alterations |  | 3 | 04 | 010 | 000 | 3.04.010
60 | Ss_15_30_65_17 | 15 | 30 | 65 | 17 | Continuous plastics pipe lining systems | Maintenance Costs (MC) | Non-structural works | Non-structural removal and alterations |  | 5 | 04 | 010 | 000 | 5.04.010
61 | Ss_15_30_65_20 | 15 | 30 | 65 | 20 | Cured in place lining systems | Construction Costs (CC) | Non-structural works | Non-structural removal and alterations |  | 2 | 04 | 010 | 000 | 2.04.010
61 | Ss_15_30_65_20 | 15 | 30 | 65 | 20 | Cured in place lining systems | Renewal Costs (RC) | Non-structural works | Non-structural removal and alterations |  | 3 | 04 | 010 | 000 | 3.04.010
61 | Ss_15_30_65_20 | 15 | 30 | 65 | 20 | Cured in place lining systems | Maintenance Costs (MC) | Non-structural works | Non-structural removal and alterations |  | 5 | 04 | 010 | 000 | 5.04.010
62 | Ss_15_30_65_65 | 15 | 30 | 65 | 65 | Preformed lining systems | Construction Costs (CC) | Non-structural works | Non-structural removal and alterations |  | 2 | 04 | 010 | 000 | 2.04.010
62 | Ss_15_30_65_65 | 15 | 30 | 65 | 65 | Preformed lining systems | Renewal Costs (RC) | Non-structural works | Non-structural removal and alterations |  | 3 | 04 | 010 | 000 | 3.04.010
62 | Ss_15_30_65_65 | 15 | 30 | 65 | 65 | Preformed lining systems | Maintenance Costs (MC) | Non-structural works | Non-structural removal and alterations |  | 5 | 04 | 010 | 000 | 5.04.010
63 | Ss_15_30_65_72 | 15 | 30 | 65 | 72 | Rigidly anchored plastics inner layer (RAPL) lining systems | Construction Costs (CC) | Non-structural works | Non-structural removal and alterations |  | 2 | 04 | 010 | 000 | 2.04.010
63 | Ss_15_30_65_72 | 15 | 30 | 65 | 72 | Rigidly anchored plastics inner layer (RAPL) lining systems | Renewal Costs (RC) | Non-structural works | Non-structural removal and alterations |  | 3 | 04 | 010 | 000 | 3.04.010
63 | Ss_15_30_65_72 | 15 | 30 | 65 | 72 | Rigidly anchored plastics inner layer (RAPL) lining systems | Maintenance Costs (MC) | Non-structural works | Non-structural removal and alterations |  | 5 | 04 | 010 | 000 | 5.04.010
64 | Ss_15_30_65_80 | 15 | 30 | 65 | 80 | Spray lining systems | Construction Costs (CC) | Non-structural works | Non-structural removal and alterations |  | 2 | 04 | 010 | 000 | 2.04.010
64 | Ss_15_30_65_80 | 15 | 30 | 65 | 80 | Spray lining systems | Renewal Costs (RC) | Non-structural works | Non-structural removal and alterations |  | 3 | 04 | 010 | 000 | 3.04.010
64 | Ss_15_30_65_80 | 15 | 30 | 65 | 80 | Spray lining systems | Maintenance Costs (MC) | Non-structural works | Non-structural removal and alterations |  | 5 | 04 | 010 | 000 | 5.04.010
65 | Ss_15_30_65_81 | 15 | 30 | 65 | 81 | Spirally wound plastics pipe lining systems | Construction Costs (CC) | Non-structural works | Non-structural removal and alterations |  | 2 | 04 | 010 | 000 | 2.04.010
65 | Ss_15_30_65_81 | 15 | 30 | 65 | 81 | Spirally wound plastics pipe lining systems | Renewal Costs (RC) | Non-structural works | Non-structural removal and alterations |  | 3 | 04 | 010 | 000 | 3.04.010
65 | Ss_15_30_65_81 | 15 | 30 | 65 | 81 | Spirally wound plastics pipe lining systems | Maintenance Costs (MC) | Non-structural works | Non-structural removal and alterations |  | 5 | 04 | 010 | 000 | 5.04.010
66 | Ss_15_30_90 | 15 | 30 | 90 |  | Timber repair and renovation systems | Construction Costs (CC) | Non-structural works | Non-structural removal and alterations |  | 2 | 04 | 010 | 000 | 2.04.010
66 | Ss_15_30_90 | 15 | 30 | 90 |  | Timber repair and renovation systems | Renewal Costs (RC) | Non-structural works | Non-structural removal and alterations |  | 3 | 04 | 010 | 000 | 3.04.010
66 | Ss_15_30_90 | 15 | 30 | 90 |  | Timber repair and renovation systems | Maintenance Costs (MC) | Non-structural works | Non-structural removal and alterations |  | 5 | 04 | 010 | 000 | 5.04.010
67 | Ss_15_30_90_82 | 15 | 30 | 90 | 82 | Timber end lap repair systems | Construction Costs (CC) | Non-structural works | Non-structural removal and alterations |  | 2 | 04 | 010 | 000 | 2.04.010
67 | Ss_15_30_90_82 | 15 | 30 | 90 | 82 | Timber end lap repair systems | Renewal Costs (RC) | Non-structural works | Non-structural removal and alterations |  | 3 | 04 | 010 | 000 | 3.04.010
67 | Ss_15_30_90_82 | 15 | 30 | 90 | 82 | Timber end lap repair systems | Maintenance Costs (MC) | Non-structural works | Non-structural removal and alterations |  | 5 | 04 | 010 | 000 | 5.04.010
68 | Ss_15_30_90_84 | 15 | 30 | 90 | 84 | Timber joint strengthening systems | Construction Costs (CC) | Non-structural works | Non-structural removal and alterations |  | 2 | 04 | 010 | 000 | 2.04.010
68 | Ss_15_30_90_84 | 15 | 30 | 90 | 84 | Timber joint strengthening systems | Renewal Costs (RC) | Non-structural works | Non-structural removal and alterations |  | 3 | 04 | 010 | 000 | 3.04.010
68 | Ss_15_30_90_84 | 15 | 30 | 90 | 84 | Timber joint strengthening systems | Maintenance Costs (MC) | Non-structural works | Non-structural removal and alterations |  | 5 | 04 | 010 | 000 | 5.04.010
69 | Ss_15_30_90_86 | 15 | 30 | 90 | 86 | Timber section repair external splice systems | Construction Costs (CC) | Non-structural works | Non-structural removal and alterations |  | 2 | 04 | 010 | 000 | 2.04.010
69 | Ss_15_30_90_86 | 15 | 30 | 90 | 86 | Timber section repair external splice systems | Renewal Costs (RC) | Non-structural works | Non-structural removal and alterations |  | 3 | 04 | 010 | 000 | 3.04.010
69 | Ss_15_30_90_86 | 15 | 30 | 90 | 86 | Timber section repair external splice systems | Maintenance Costs (MC) | Non-structural works | Non-structural removal and alterations |  | 5 | 04 | 010 | 000 | 5.04.010
70 | Ss_15_30_90_88 | 15 | 30 | 90 | 88 | Timber section repair internal reinforcement systems | Construction Costs (CC) | Non-structural works | Non-structural removal and alterations |  | 2 | 04 | 010 | 000 | 2.04.010
70 | Ss_15_30_90_88 | 15 | 30 | 90 | 88 | Timber section repair internal reinforcement systems | Renewal Costs (RC) | Non-structural works | Non-structural removal and alterations |  | 3 | 04 | 010 | 000 | 3.04.010
70 | Ss_15_30_90_88 | 15 | 30 | 90 | 88 | Timber section repair internal reinforcement systems | Maintenance Costs (MC) | Non-structural works | Non-structural removal and alterations |  | 5 | 04 | 010 | 000 | 5.04.010
71 | Ss_15_30_90_90 | 15 | 30 | 90 | 90 | Timber section strengthening external reinforcement systems | Construction Costs (CC) | Non-structural works | Non-structural removal and alterations |  | 2 | 04 | 010 | 000 | 2.04.010
71 | Ss_15_30_90_90 | 15 | 30 | 90 | 90 | Timber section strengthening external reinforcement systems | Renewal Costs (RC) | Non-structural works | Non-structural removal and alterations |  | 3 | 04 | 010 | 000 | 3.04.010
71 | Ss_15_30_90_90 | 15 | 30 | 90 | 90 | Timber section strengthening external reinforcement systems | Maintenance Costs (MC) | Non-structural works | Non-structural removal and alterations |  | 5 | 04 | 010 | 000 | 5.04.010
72 | Ss_15_30_90_92 | 15 | 30 | 90 | 92 | Timber section strengthening internal reinforcement systems | Construction Costs (CC) | Non-structural works | Non-structural removal and alterations |  | 2 | 04 | 010 | 000 | 2.04.010
72 | Ss_15_30_90_92 | 15 | 30 | 90 | 92 | Timber section strengthening internal reinforcement systems | Renewal Costs (RC) | Non-structural works | Non-structural removal and alterations |  | 3 | 04 | 010 | 000 | 3.04.010
72 | Ss_15_30_90_92 | 15 | 30 | 90 | 92 | Timber section strengthening internal reinforcement systems | Maintenance Costs (MC) | Non-structural works | Non-structural removal and alterations |  | 5 | 04 | 010 | 000 | 5.04.010
73 | Ss_15_95 | 15 | 95 |  |  | Temporary works systems | Construction Costs (CC) | Demolition, site preparation and formation | Temporary protection, diversion and relocation of public utilities |  | 2 | 01 | 110 | 000 | 2.01.110
73 | Ss_15_95 | 15 | 95 |  |  | Temporary works systems | Renewal Costs (RC) | Demolition, site preparation and formation | Temporary protection, diversion and relocation of public utilities |  | 3 | 01 | 110 | 000 | 3.01.110
73 | Ss_15_95 | 15 | 95 |  |  | Temporary works systems | Maintenance Costs (MC) | Demolition, site preparation and formation | Temporary protection, diversion and relocation of public utilities |  | 5 | 01 | 110 | 000 | 5.01.110
74 | Ss_15_95_15 | 15 | 95 | 15 |  | Temporary preparatory works systems | Construction Costs (CC) | Demolition, site preparation and formation | Temporary protection, diversion and relocation of public utilities |  | 2 | 01 | 110 | 000 | 2.01.110
74 | Ss_15_95_15 | 15 | 95 | 15 |  | Temporary preparatory works systems | Renewal Costs (RC) | Demolition, site preparation and formation | Temporary protection, diversion and relocation of public utilities |  | 3 | 01 | 110 | 000 | 3.01.110
74 | Ss_15_95_15 | 15 | 95 | 15 |  | Temporary preparatory works systems | Maintenance Costs (MC) | Demolition, site preparation and formation | Temporary protection, diversion and relocation of public utilities |  | 5 | 01 | 110 | 000 | 5.01.110
75 | Ss_15_95_15_10 | 15 | 95 | 15 | 10 | Borehole systems | Construction Costs (CC) | Demolition, site preparation and formation | Temporary protection, diversion and relocation of public utilities |  | 2 | 01 | 110 | 000 | 2.01.110
75 | Ss_15_95_15_10 | 15 | 95 | 15 | 10 | Borehole systems | Renewal Costs (RC) | Demolition, site preparation and formation | Temporary protection, diversion and relocation of public utilities |  | 3 | 01 | 110 | 000 | 3.01.110
75 | Ss_15_95_15_10 | 15 | 95 | 15 | 10 | Borehole systems | Maintenance Costs (MC) | Demolition, site preparation and formation | Temporary protection, diversion and relocation of public utilities |  | 5 | 01 | 110 | 000 | 5.01.110
76 | Ss_15_95_17 | 15 | 95 | 17 |  | Temporary protection systems | Construction Costs (CC) | Demolition, site preparation and formation | Temporary protection, diversion and relocation of public utilities |  | 2 | 01 | 110 | 000 | 2.01.110
76 | Ss_15_95_17 | 15 | 95 | 17 |  | Temporary protection systems | Renewal Costs (RC) | Demolition, site preparation and formation | Temporary protection, diversion and relocation of public utilities |  | 3 | 01 | 110 | 000 | 3.01.110
76 | Ss_15_95_17 | 15 | 95 | 17 |  | Temporary protection systems | Maintenance Costs (MC) | Demolition, site preparation and formation | Temporary protection, diversion and relocation of public utilities |  | 5 | 01 | 110 | 000 | 5.01.110
77 | Ss_15_95_17_90 | 15 | 95 | 17 | 90 | Temporary backfill systems | Construction Costs (CC) | Demolition, site preparation and formation | Temporary protection, diversion and relocation of public utilities |  | 2 | 01 | 110 | 000 | 2.01.110
77 | Ss_15_95_17_90 | 15 | 95 | 17 | 90 | Temporary backfill systems | Renewal Costs (RC) | Demolition, site preparation and formation | Temporary protection, diversion and relocation of public utilities |  | 3 | 01 | 110 | 000 | 3.01.110
77 | Ss_15_95_17_90 | 15 | 95 | 17 | 90 | Temporary backfill systems | Maintenance Costs (MC) | Demolition, site preparation and formation | Temporary protection, diversion and relocation of public utilities |  | 5 | 01 | 110 | 000 | 5.01.110
78 | Ss_15_95_20 | 15 | 95 | 20 |  | Temporary whole entity structural works systems | Construction Costs (CC) | Demolition, site preparation and formation | Temporary protection, diversion and relocation of public utilities |  | 2 | 01 | 110 | 000 | 2.01.110
78 | Ss_15_95_20 | 15 | 95 | 20 |  | Temporary whole entity structural works systems | Renewal Costs (RC) | Demolition, site preparation and formation | Temporary protection, diversion and relocation of public utilities |  | 3 | 01 | 110 | 000 | 3.01.110
78 | Ss_15_95_20 | 15 | 95 | 20 |  | Temporary whole entity structural works systems | Maintenance Costs (MC) | Demolition, site preparation and formation | Temporary protection, diversion and relocation of public utilities |  | 5 | 01 | 110 | 000 | 5.01.110
79 | Ss_15_95_20_30 | 15 | 95 | 20 | 30 | Flying shores systems | Construction Costs (CC) | Substructure | Excavation, disposal and lateral supports (specifically to receive any substructure construction but excluding general site formation and slope treatment) |  | 2 | 02 | 020 | 000 | 2.02.020
79 | Ss_15_95_20_30 | 15 | 95 | 20 | 30 | Flying shores systems | Renewal Costs (RC) | Substructure | Excavation, disposal and lateral supports (specifically to receive any substructure construction but excluding general site formation and slope treatment) |  | 3 | 02 | 020 | 000 | 3.02.020
79 | Ss_15_95_20_30 | 15 | 95 | 20 | 30 | Flying shores systems | Maintenance Costs (MC) | Substructure | Excavation, disposal and lateral supports (specifically to receive any substructure construction but excluding general site formation and slope treatment) |  | 5 | 02 | 020 | 000 | 5.02.020
80 | Ss_15_95_20_32 | 15 | 95 | 20 | 32 | Framed retention structure systems | Construction Costs (CC) | Substructure | Excavation, disposal and lateral supports (specifically to receive any substructure construction but excluding general site formation and slope treatment) |  | 2 | 02 | 020 | 000 | 2.02.020
80 | Ss_15_95_20_32 | 15 | 95 | 20 | 32 | Framed retention structure systems | Renewal Costs (RC) | Substructure | Excavation, disposal and lateral supports (specifically to receive any substructure construction but excluding general site formation and slope treatment) |  | 3 | 02 | 020 | 000 | 3.02.020
80 | Ss_15_95_20_32 | 15 | 95 | 20 | 32 | Framed retention structure systems | Maintenance Costs (MC) | Substructure | Excavation, disposal and lateral supports (specifically to receive any substructure construction but excluding general site formation and slope treatment) |  | 5 | 02 | 020 | 000 | 5.02.020
81 | Ss_15_95_20_70 | 15 | 95 | 20 | 70 | Raking shores systems | Construction Costs (CC) | Substructure | Excavation, disposal and lateral supports (specifically to receive any substructure construction but excluding general site formation and slope treatment) |  | 2 | 02 | 020 | 000 | 2.02.020
81 | Ss_15_95_20_70 | 15 | 95 | 20 | 70 | Raking shores systems | Renewal Costs (RC) | Substructure | Excavation, disposal and lateral supports (specifically to receive any substructure construction but excluding general site formation and slope treatment) |  | 3 | 02 | 020 | 000 | 3.02.020
81 | Ss_15_95_20_70 | 15 | 95 | 20 | 70 | Raking shores systems | Maintenance Costs (MC) | Substructure | Excavation, disposal and lateral supports (specifically to receive any substructure construction but excluding general site formation and slope treatment) |  | 5 | 02 | 020 | 000 | 5.02.020
82 | Ss_15_95_20_72 | 15 | 95 | 20 | 72 | Retention structure systems | Construction Costs (CC) | Substructure | Excavation, disposal and lateral supports (specifically to receive any substructure construction but excluding general site formation and slope treatment) |  | 2 | 02 | 020 | 000 | 2.02.020
82 | Ss_15_95_20_72 | 15 | 95 | 20 | 72 | Retention structure systems | Renewal Costs (RC) | Substructure | Excavation, disposal and lateral supports (specifically to receive any substructure construction but excluding general site formation and slope treatment) |  | 3 | 02 | 020 | 000 | 3.02.020
82 | Ss_15_95_20_72 | 15 | 95 | 20 | 72 | Retention structure systems | Maintenance Costs (MC) | Substructure | Excavation, disposal and lateral supports (specifically to receive any substructure construction but excluding general site formation and slope treatment) |  | 5 | 02 | 020 | 000 | 5.02.020
83 | Ss_15_95_20_75 | 15 | 95 | 20 | 75 | Scaffold retention structure systems | Construction Costs (CC) | Substructure | Earth-retaining structures |  | 2 | 02 | 070 | 000 | 2.02.070
83 | Ss_15_95_20_75 | 15 | 95 | 20 | 75 | Scaffold retention structure systems | Renewal Costs (RC) | Substructure | Earth-retaining structures |  | 3 | 02 | 070 | 000 | 3.02.070
83 | Ss_15_95_20_75 | 15 | 95 | 20 | 75 | Scaffold retention structure systems | Maintenance Costs (MC) | Substructure | Earth-retaining structures |  | 5 | 02 | 070 | 000 | 5.02.070
84 | Ss_15_95_20_87 | 15 | 95 | 20 | 87 | Thrust pit systems | Construction Costs (CC) | Demolition, site preparation and formation | Temporary protection, diversion and relocation of public utilities |  | 2 | 01 | 110 | 000 | 2.01.110
84 | Ss_15_95_20_87 | 15 | 95 | 20 | 87 | Thrust pit systems | Renewal Costs (RC) | Demolition, site preparation and formation | Temporary protection, diversion and relocation of public utilities |  | 3 | 01 | 110 | 000 | 3.01.110
84 | Ss_15_95_20_87 | 15 | 95 | 20 | 87 | Thrust pit systems | Maintenance Costs (MC) | Demolition, site preparation and formation | Temporary protection, diversion and relocation of public utilities |  | 5 | 01 | 110 | 000 | 5.01.110
85 | Ss_15_95_25 | 15 | 95 | 25 |  | Temporary wall and barrier works systems | Construction Costs (CC) | Demolition, site preparation and formation | Temporary protection, diversion and relocation of public utilities |  | 2 | 01 | 110 | 000 | 2.01.110
85 | Ss_15_95_25 | 15 | 95 | 25 |  | Temporary wall and barrier works systems | Renewal Costs (RC) | Demolition, site preparation and formation | Temporary protection, diversion and relocation of public utilities |  | 3 | 01 | 110 | 000 | 3.01.110
85 | Ss_15_95_25 | 15 | 95 | 25 |  | Temporary wall and barrier works systems | Maintenance Costs (MC) | Demolition, site preparation and formation | Temporary protection, diversion and relocation of public utilities |  | 5 | 01 | 110 | 000 | 5.01.110
86 | Ss_15_95_30 | 15 | 95 | 30 |  | Temporary roof, floor and paving works systems | Construction Costs (CC) | Demolition, site preparation and formation | Temporary protection, diversion and relocation of public utilities |  | 2 | 01 | 110 | 000 | 2.01.110
86 | Ss_15_95_30 | 15 | 95 | 30 |  | Temporary roof, floor and paving works systems | Renewal Costs (RC) | Demolition, site preparation and formation | Temporary protection, diversion and relocation of public utilities |  | 3 | 01 | 110 | 000 | 3.01.110
86 | Ss_15_95_30 | 15 | 95 | 30 |  | Temporary roof, floor and paving works systems | Maintenance Costs (MC) | Demolition, site preparation and formation | Temporary protection, diversion and relocation of public utilities |  | 5 | 01 | 110 | 000 | 5.01.110
87 | Ss_15_95_32 | 15 | 95 | 32 |  | Temporary water and land management systems | Construction Costs (CC) | Demolition, site preparation and formation | Temporary protection, diversion and relocation of public utilities |  | 2 | 01 | 110 | 000 | 2.01.110
87 | Ss_15_95_32 | 15 | 95 | 32 |  | Temporary water and land management systems | Renewal Costs (RC) | Demolition, site preparation and formation | Temporary protection, diversion and relocation of public utilities |  | 3 | 01 | 110 | 000 | 3.01.110
87 | Ss_15_95_32 | 15 | 95 | 32 |  | Temporary water and land management systems | Maintenance Costs (MC) | Demolition, site preparation and formation | Temporary protection, diversion and relocation of public utilities |  | 5 | 01 | 110 | 000 | 5.01.110
88 | Ss_15_95_32_85 | 15 | 95 | 32 | 85 | Sedimentation ponds | Construction Costs (CC) | Demolition, site preparation and formation | Temporary protection, diversion and relocation of public utilities |  | 2 | 01 | 110 | 000 | 2.01.110
88 | Ss_15_95_32_85 | 15 | 95 | 32 | 85 | Sedimentation ponds | Renewal Costs (RC) | Demolition, site preparation and formation | Temporary protection, diversion and relocation of public utilities |  | 3 | 01 | 110 | 000 | 3.01.110
88 | Ss_15_95_32_85 | 15 | 95 | 32 | 85 | Sedimentation ponds | Maintenance Costs (MC) | Demolition, site preparation and formation | Temporary protection, diversion and relocation of public utilities |  | 5 | 01 | 110 | 000 | 5.01.110
89 | Ss_15_95_35 | 15 | 95 | 35 |  | Temporary fixed access, tunnel, shaft, vessel and tower works systems | Construction Costs (CC) | Demolition, site preparation and formation | Temporary protection, diversion and relocation of public utilities |  | 2 | 01 | 110 | 000 | 2.01.110
89 | Ss_15_95_35 | 15 | 95 | 35 |  | Temporary fixed access, tunnel, shaft, vessel and tower works systems | Renewal Costs (RC) | Demolition, site preparation and formation | Temporary protection, diversion and relocation of public utilities |  | 3 | 01 | 110 | 000 | 3.01.110
89 | Ss_15_95_35 | 15 | 95 | 35 |  | Temporary fixed access, tunnel, shaft, vessel and tower works systems | Maintenance Costs (MC) | Demolition, site preparation and formation | Temporary protection, diversion and relocation of public utilities |  | 5 | 01 | 110 | 000 | 5.01.110
90 | Ss_15_95_40 | 15 | 95 | 40 |  | Temporary signage and fittings, furnishings and equipment (FF&E) works systems | Construction Costs (CC) | Demolition, site preparation and formation | Temporary protection, diversion and relocation of public utilities |  | 2 | 01 | 110 | 000 | 2.01.110
90 | Ss_15_95_40 | 15 | 95 | 40 |  | Temporary signage and fittings, furnishings and equipment (FF&E) works systems | Renewal Costs (RC) | Demolition, site preparation and formation | Temporary protection, diversion and relocation of public utilities |  | 3 | 01 | 110 | 000 | 3.01.110
90 | Ss_15_95_40 | 15 | 95 | 40 |  | Temporary signage and fittings, furnishings and equipment (FF&E) works systems | Maintenance Costs (MC) | Demolition, site preparation and formation | Temporary protection, diversion and relocation of public utilities |  | 5 | 01 | 110 | 000 | 5.01.110
91 | Ss_15_95_45 | 15 | 95 | 45 |  | Temporary flora and fauna systems | Construction Costs (CC) | Demolition, site preparation and formation | Temporary protection, diversion and relocation of public utilities |  | 2 | 01 | 110 | 000 | 2.01.110
91 | Ss_15_95_45 | 15 | 95 | 45 |  | Temporary flora and fauna systems | Renewal Costs (RC) | Demolition, site preparation and formation | Temporary protection, diversion and relocation of public utilities |  | 3 | 01 | 110 | 000 | 3.01.110
91 | Ss_15_95_45 | 15 | 95 | 45 |  | Temporary flora and fauna systems | Maintenance Costs (MC) | Demolition, site preparation and formation | Temporary protection, diversion and relocation of public utilities |  | 5 | 01 | 110 | 000 | 5.01.110
92 | Ss_15_95_45_42 | 15 | 95 | 45 | 42 | Intercropping systems | Construction Costs (CC) | Demolition, site preparation and formation | Temporary protection, diversion and relocation of public utilities |  | 2 | 01 | 110 | 000 | 2.01.110
92 | Ss_15_95_45_42 | 15 | 95 | 45 | 42 | Intercropping systems | Renewal Costs (RC) | Demolition, site preparation and formation | Temporary protection, diversion and relocation of public utilities |  | 3 | 01 | 110 | 000 | 3.01.110
92 | Ss_15_95_45_42 | 15 | 95 | 45 | 42 | Intercropping systems | Maintenance Costs (MC) | Demolition, site preparation and formation | Temporary protection, diversion and relocation of public utilities |  | 5 | 01 | 110 | 000 | 5.01.110
93 | Ss_15_95_45_85 | 15 | 95 | 45 | 85 | Spoil heap temporary crop systems | Construction Costs (CC) | Demolition, site preparation and formation | Temporary protection, diversion and relocation of public utilities |  | 2 | 01 | 110 | 000 | 2.01.110
93 | Ss_15_95_45_85 | 15 | 95 | 45 | 85 | Spoil heap temporary crop systems | Renewal Costs (RC) | Demolition, site preparation and formation | Temporary protection, diversion and relocation of public utilities |  | 3 | 01 | 110 | 000 | 3.01.110
93 | Ss_15_95_45_85 | 15 | 95 | 45 | 85 | Spoil heap temporary crop systems | Maintenance Costs (MC) | Demolition, site preparation and formation | Temporary protection, diversion and relocation of public utilities |  | 5 | 01 | 110 | 000 | 5.01.110
94 | Ss_15_95_45_90 | 15 | 95 | 45 | 90 | Topsoil heap temporary crop systems | Construction Costs (CC) | Demolition, site preparation and formation | Temporary protection, diversion and relocation of public utilities |  | 2 | 01 | 110 | 000 | 2.01.110
94 | Ss_15_95_45_90 | 15 | 95 | 45 | 90 | Topsoil heap temporary crop systems | Renewal Costs (RC) | Demolition, site preparation and formation | Temporary protection, diversion and relocation of public utilities |  | 3 | 01 | 110 | 000 | 3.01.110
94 | Ss_15_95_45_90 | 15 | 95 | 45 | 90 | Topsoil heap temporary crop systems | Maintenance Costs (MC) | Demolition, site preparation and formation | Temporary protection, diversion and relocation of public utilities |  | 5 | 01 | 110 | 000 | 5.01.110
95 | Ss_15_95_55 | 15 | 95 | 55 |  | Temporary piped supply works systems | Construction Costs (CC) | Demolition, site preparation and formation | Temporary protection, diversion and relocation of public utilities |  | 2 | 01 | 110 | 000 | 2.01.110
95 | Ss_15_95_55 | 15 | 95 | 55 |  | Temporary piped supply works systems | Renewal Costs (RC) | Demolition, site preparation and formation | Temporary protection, diversion and relocation of public utilities |  | 3 | 01 | 110 | 000 | 3.01.110
95 | Ss_15_95_55 | 15 | 95 | 55 |  | Temporary piped supply works systems | Maintenance Costs (MC) | Demolition, site preparation and formation | Temporary protection, diversion and relocation of public utilities |  | 5 | 01 | 110 | 000 | 5.01.110
96 | Ss_15_95_55_90 | 15 | 95 | 55 | 90 | Tunnelling compressed air systems | Construction Costs (CC) | Demolition, site preparation and formation | Temporary protection, diversion and relocation of public utilities |  | 2 | 01 | 110 | 000 | 2.01.110
96 | Ss_15_95_55_90 | 15 | 95 | 55 | 90 | Tunnelling compressed air systems | Renewal Costs (RC) | Demolition, site preparation and formation | Temporary protection, diversion and relocation of public utilities |  | 3 | 01 | 110 | 000 | 3.01.110
96 | Ss_15_95_55_90 | 15 | 95 | 55 | 90 | Tunnelling compressed air systems | Maintenance Costs (MC) | Demolition, site preparation and formation | Temporary protection, diversion and relocation of public utilities |  | 5 | 01 | 110 | 000 | 5.01.110
97 | Ss_15_95_60 | 15 | 95 | 60 |  | Temporary heating, cooling and refrigeration works systems | Construction Costs (CC) | Demolition, site preparation and formation | Temporary protection, diversion and relocation of public utilities |  | 2 | 01 | 110 | 000 | 2.01.110
97 | Ss_15_95_60 | 15 | 95 | 60 |  | Temporary heating, cooling and refrigeration works systems | Renewal Costs (RC) | Demolition, site preparation and formation | Temporary protection, diversion and relocation of public utilities |  | 3 | 01 | 110 | 000 | 3.01.110
97 | Ss_15_95_60 | 15 | 95 | 60 |  | Temporary heating, cooling and refrigeration works systems | Maintenance Costs (MC) | Demolition, site preparation and formation | Temporary protection, diversion and relocation of public utilities |  | 5 | 01 | 110 | 000 | 5.01.110
98 | Ss_15_95_65 | 15 | 95 | 65 |  | Temporary ventilation and air conditioning works systems | Construction Costs (CC) | Demolition, site preparation and formation | Temporary protection, diversion and relocation of public utilities |  | 2 | 01 | 110 | 000 | 2.01.110
98 | Ss_15_95_65 | 15 | 95 | 65 |  | Temporary ventilation and air conditioning works systems | Renewal Costs (RC) | Demolition, site preparation and formation | Temporary protection, diversion and relocation of public utilities |  | 3 | 01 | 110 | 000 | 3.01.110
98 | Ss_15_95_65 | 15 | 95 | 65 |  | Temporary ventilation and air conditioning works systems | Maintenance Costs (MC) | Demolition, site preparation and formation | Temporary protection, diversion and relocation of public utilities |  | 5 | 01 | 110 | 000 | 5.01.110
99 | Ss_15_95_70 | 15 | 95 | 70 |  | Temporary electrical works systems | Construction Costs (CC) | Demolition, site preparation and formation | Temporary protection, diversion and relocation of public utilities |  | 2 | 01 | 110 | 000 | 2.01.110
99 | Ss_15_95_70 | 15 | 95 | 70 |  | Temporary electrical works systems | Renewal Costs (RC) | Demolition, site preparation and formation | Temporary protection, diversion and relocation of public utilities |  | 3 | 01 | 110 | 000 | 3.01.110
99 | Ss_15_95_70 | 15 | 95 | 70 |  | Temporary electrical works systems | Maintenance Costs (MC) | Demolition, site preparation and formation | Temporary protection, diversion and relocation of public utilities |  | 5 | 01 | 110 | 000 | 5.01.110
100 | Ss_15_95_75 | 15 | 95 | 75 |  | Temporary communications, security, safety, control and protection works systems | Construction Costs (CC) | Demolition, site preparation and formation | Temporary protection, diversion and relocation of public utilities |  | 2 | 01 | 110 | 000 | 2.01.110
100 | Ss_15_95_75 | 15 | 95 | 75 |  | Temporary communications, security, safety, control and protection works systems | Renewal Costs (RC) | Demolition, site preparation and formation | Temporary protection, diversion and relocation of public utilities |  | 3 | 01 | 110 | 000 | 3.01.110
100 | Ss_15_95_75 | 15 | 95 | 75 |  | Temporary communications, security, safety, control and protection works systems | Maintenance Costs (MC) | Demolition, site preparation and formation | Temporary protection, diversion and relocation of public utilities |  | 5 | 01 | 110 | 000 | 5.01.110
101 | Ss_15_95_80 | 15 | 95 | 80 |  | Temporary pavement works systems | Construction Costs (CC) | Demolition, site preparation and formation | Temporary protection, diversion and relocation of public utilities |  | 2 | 01 | 110 | 000 | 2.01.110
101 | Ss_15_95_80 | 15 | 95 | 80 |  | Temporary pavement works systems | Renewal Costs (RC) | Demolition, site preparation and formation | Temporary protection, diversion and relocation of public utilities |  | 3 | 01 | 110 | 000 | 3.01.110
101 | Ss_15_95_80 | 15 | 95 | 80 |  | Temporary pavement works systems | Maintenance Costs (MC) | Demolition, site preparation and formation | Temporary protection, diversion and relocation of public utilities |  | 5 | 01 | 110 | 000 | 5.01.110
102 | Ss_15_95_80_02 | 15 | 95 | 80 | 02 | Temporary access road systems | Construction Costs (CC) | Demolition, site preparation and formation | Temporary protection, diversion and relocation of public utilities |  | 2 | 01 | 110 | 000 | 2.01.110
102 | Ss_15_95_80_02 | 15 | 95 | 80 | 02 | Temporary access road systems | Renewal Costs (RC) | Demolition, site preparation and formation | Temporary protection, diversion and relocation of public utilities |  | 3 | 01 | 110 | 000 | 3.01.110
102 | Ss_15_95_80_02 | 15 | 95 | 80 | 02 | Temporary access road systems | Maintenance Costs (MC) | Demolition, site preparation and formation | Temporary protection, diversion and relocation of public utilities |  | 5 | 01 | 110 | 000 | 5.01.110
103 | Ss_15_95_80_72 | 15 | 95 | 80 | 72 | Temporary roadwork systems | Construction Costs (CC) | Demolition, site preparation and formation | Temporary protection, diversion and relocation of public utilities |  | 2 | 01 | 110 | 000 | 2.01.110
103 | Ss_15_95_80_72 | 15 | 95 | 80 | 72 | Temporary roadwork systems | Renewal Costs (RC) | Demolition, site preparation and formation | Temporary protection, diversion and relocation of public utilities |  | 3 | 01 | 110 | 000 | 3.01.110
103 | Ss_15_95_80_72 | 15 | 95 | 80 | 72 | Temporary roadwork systems | Maintenance Costs (MC) | Demolition, site preparation and formation | Temporary protection, diversion and relocation of public utilities |  | 5 | 01 | 110 | 000 | 5.01.110
104 | Ss_15_95_85 | 15 | 95 | 85 |  | Temporary process engineering works systems | Construction Costs (CC) | Demolition, site preparation and formation | Temporary protection, diversion and relocation of public utilities |  | 2 | 01 | 110 | 000 | 2.01.110
104 | Ss_15_95_85 | 15 | 95 | 85 |  | Temporary process engineering works systems | Renewal Costs (RC) | Demolition, site preparation and formation | Temporary protection, diversion and relocation of public utilities |  | 3 | 01 | 110 | 000 | 3.01.110
104 | Ss_15_95_85 | 15 | 95 | 85 |  | Temporary process engineering works systems | Maintenance Costs (MC) | Demolition, site preparation and formation | Temporary protection, diversion and relocation of public utilities |  | 5 | 01 | 110 | 000 | 5.01.110
105 | Ss_15_95_90 | 15 | 95 | 90 |  | Temporary soft facility management works services | Construction Costs (CC) | Demolition, site preparation and formation | Temporary protection, diversion and relocation of public utilities |  | 2 | 01 | 110 | 000 | 2.01.110
105 | Ss_15_95_90 | 15 | 95 | 90 |  | Temporary soft facility management works services | Renewal Costs (RC) | Demolition, site preparation and formation | Temporary protection, diversion and relocation of public utilities |  | 3 | 01 | 110 | 000 | 3.01.110
105 | Ss_15_95_90 | 15 | 95 | 90 |  | Temporary soft facility management works services | Maintenance Costs (MC) | Demolition, site preparation and formation | Temporary protection, diversion and relocation of public utilities |  | 5 | 01 | 110 | 000 | 5.01.110
106 | Ss_20 | 20 |  |  |  | Structural systems |  |  |  |  | 00 | 00 | 000 | 000 | 00.00.000
107 | Ss_20_05 | 20 | 05 |  |  | Substructure systems |  |  |  |  | 00 | 00 | 000 | 000 | 00.00.000
108 | Ss_20_05_15 | 20 | 05 | 15 |  | Concrete foundation systems |  |  |  |  | 00 | 00 | 000 | 000 | 00.00.000
109 | Ss_20_05_15_65 | 20 | 05 | 15 | 65 | Precast concrete pad and strip foundation systems |  |  |  |  | 00 | 00 | 000 | 000 | 00.00.000
110 | Ss_20_05_15_70 | 20 | 05 | 15 | 70 | Reinforced concrete pad and strip foundation systems |  |  |  |  | 00 | 00 | 000 | 000 | 00.00.000
111 | Ss_20_05_15_71 | 20 | 05 | 15 | 71 | Reinforced concrete pilecap and ground beam foundation systems |  |  |  |  | 00 | 00 | 000 | 000 | 00.00.000
112 | Ss_20_05_15_72 | 20 | 05 | 15 | 72 | Reinforced concrete raft foundation systems |  |  |  |  | 00 | 00 | 000 | 000 | 00.00.000
113 | Ss_20_05_15_80 | 20 | 05 | 15 | 80 | Steel ground beam foundation systems |  |  |  |  | 00 | 00 | 000 | 000 | 00.00.000
114 | Ss_20_05_15_90 | 20 | 05 | 15 | 90 | Unreinforced concrete foundation systems for cast in products |  |  |  |  | 00 | 00 | 000 | 000 | 00.00.000
115 | Ss_20_05_15_91 | 20 | 05 | 15 | 91 | Unreinforced concrete pad and strip foundation systems |  |  |  |  | 00 | 00 | 000 | 000 | 00.00.000
116 | Ss_20_05_15_92 | 20 | 05 | 15 | 92 | Unreinforced concrete trench fill foundation systems |  |  |  |  | 00 | 00 | 000 | 000 | 00.00.000
117 | Ss_20_05_50 | 20 | 05 | 50 |  | Minor concrete substructure systems |  |  |  |  | 00 | 00 | 000 | 000 | 00.00.000
118 | Ss_20_05_50_15 | 20 | 05 | 50 | 15 | Concrete haunching systems |  |  |  |  | 00 | 00 | 000 | 000 | 00.00.000
119 | Ss_20_05_50_65 | 20 | 05 | 50 | 65 | Precast concrete foundation and plinth systems |  |  |  |  | 00 | 00 | 000 | 000 | 00.00.000
120 | Ss_20_05_50_70 | 20 | 05 | 50 | 70 | Reinforced concrete base or foundation systems |  |  |  |  | 00 | 00 | 000 | 000 | 00.00.000
121 | Ss_20_05_50_92 | 20 | 05 | 50 | 92 | Unreinforced concrete foundation with cast in products systems |  |  |  |  | 00 | 00 | 000 | 000 | 00.00.000
122 | Ss_20_05_50_93 | 20 | 05 | 50 | 93 | Unreinforced concrete foundation and plinth systems |  |  |  |  | 00 | 00 | 000 | 000 | 00.00.000
123 | Ss_20_05_65 | 20 | 05 | 65 |  | Piling systems |  |  |  |  | 00 | 00 | 000 | 000 | 00.00.000
124 | Ss_20_05_65_24 | 20 | 05 | 65 | 24 | Driven precast or prestressed concrete piling systems |  |  |  |  | 00 | 00 | 000 | 000 | 00.00.000
125 | Ss_20_05_65_40 | 20 | 05 | 65 | 40 | In situ concrete augered piling systems |  |  |  |  | 00 | 00 | 000 | 000 | 00.00.000
126 | Ss_20_05_65_41 | 20 | 05 | 65 | 41 | In situ concrete bored piling systems |  |  |  |  | 00 | 00 | 000 | 000 | 00.00.000
127 | Ss_20_05_65_42 | 20 | 05 | 65 | 42 | In situ concrete cased displacement piling systems |  |  |  |  | 00 | 00 | 000 | 000 | 00.00.000
128 | Ss_20_05_65_43 | 20 | 05 | 65 | 43 | In situ concrete displacement piling systems |  |  |  |  | 00 | 00 | 000 | 000 | 00.00.000
129 | Ss_20_05_65_44 | 20 | 05 | 65 | 44 | In situ concrete mini-piling or micro-piling systems |  |  |  |  | 00 | 00 | 000 | 000 | 00.00.000
130 | Ss_20_05_65_64 | 20 | 05 | 65 | 64 | Plunge column piling systems |  |  |  |  | 00 | 00 | 000 | 000 | 00.00.000
131 | Ss_20_05_65_76 | 20 | 05 | 65 | 76 | Screw piling systems |  |  |  |  | 00 | 00 | 000 | 000 | 00.00.000
132 | Ss_20_05_65_84 | 20 | 05 | 65 | 84 | Steel bearing pile systems |  |  |  |  | 00 | 00 | 000 | 000 | 00.00.000
133 | Ss_20_05_65_89 | 20 | 05 | 65 | 89 | Timber piling systems |  |  |  |  | 00 | 00 | 000 | 000 | 00.00.000
134 | Ss_20_05_90 | 20 | 05 | 90 |  | Underpinning systems |  |  |  |  | 00 | 00 | 000 | 000 | 00.00.000
135 | Ss_20_05_90_10 | 20 | 05 | 90 | 10 | Beam and pier unreinforced concrete underpinning systems |  |  |  |  | 00 | 00 | 000 | 000 | 00.00.000
136 | Ss_20_05_90_35 | 20 | 05 | 90 | 35 | Grouted underpinning systems |  |  |  |  | 00 | 00 | 000 | 000 | 00.00.000
137 | Ss_20_05_90_45 | 20 | 05 | 90 | 45 | Jacked pile underpinning systems |  |  |  |  | 00 | 00 | 000 | 000 | 00.00.000
138 | Ss_20_05_90_46 | 20 | 05 | 90 | 46 | Jet grouted underpinning systems |  |  |  |  | 00 | 00 | 000 | 000 | 00.00.000
139 | Ss_20_05_90_50 | 20 | 05 | 90 | 50 | Mass concrete underpinning systems |  |  |  |  | 00 | 00 | 000 | 000 | 00.00.000
140 | Ss_20_05_90_60 | 20 | 05 | 90 | 60 | Pile and cantilever support underpinning systems |  |  |  |  | 00 | 00 | 000 | 000 | 00.00.000
141 | Ss_20_05_90_61 | 20 | 05 | 90 | 61 | Pile and needle underpinning systems |  |  |  |  | 00 | 00 | 000 | 000 | 00.00.000
142 | Ss_20_05_90_70 | 20 | 05 | 90 | 70 | Raking pile underpinning systems |  |  |  |  | 00 | 00 | 000 | 000 | 00.00.000
143 | Ss_20_10 | 20 | 10 |  |  | Structural frame systems | Construction Costs (CC) | Structure | Main structures |  | 2 | 03 | 100 | 000 | 2.03.100
143 | Ss_20_10 | 20 | 10 |  |  | Structural frame systems | Renewal Costs (RC) | Structure | Main structures |  | 3 | 03 | 100 | 000 | 3.03.100
143 | Ss_20_10 | 20 | 10 |  |  | Structural frame systems | Maintenance Costs (MC) | Structure | Main structures |  | 5 | 03 | 100 | 000 | 5.03.100
144 | Ss_20_10_30 | 20 | 10 | 30 |  | Bridge structure systems | Construction Costs (CC) | Structure | Main structures |  | 2 | 03 | 100 | 000 | 2.03.100
144 | Ss_20_10_30 | 20 | 10 | 30 |  | Bridge structure systems | Renewal Costs (RC) | Structure | Main structures |  | 3 | 03 | 100 | 000 | 3.03.100
144 | Ss_20_10_30 | 20 | 10 | 30 |  | Bridge structure systems | Maintenance Costs (MC) | Structure | Main structures |  | 5 | 03 | 100 | 000 | 5.03.100
145 | Ss_20_10_30_30 | 20 | 10 | 30 | 30 | Footbridge systems | Construction Costs (CC) | Structure | Main structures |  | 2 | 03 | 100 | 000 | 2.03.100
145 | Ss_20_10_30_30 | 20 | 10 | 30 | 30 | Footbridge systems | Renewal Costs (RC) | Structure | Main structures |  | 3 | 03 | 100 | 000 | 3.03.100
145 | Ss_20_10_30_30 | 20 | 10 | 30 | 30 | Footbridge systems | Maintenance Costs (MC) | Structure | Main structures |  | 5 | 03 | 100 | 000 | 5.03.100
146 | Ss_20_10_30_65 | 20 | 10 | 30 | 65 | Pipe bridge systems | Construction Costs (CC) | Structure | Main structures |  | 2 | 03 | 100 | 000 | 2.03.100
146 | Ss_20_10_30_65 | 20 | 10 | 30 | 65 | Pipe bridge systems | Renewal Costs (RC) | Structure | Main structures |  | 3 | 03 | 100 | 000 | 3.03.100
146 | Ss_20_10_30_65 | 20 | 10 | 30 | 65 | Pipe bridge systems | Maintenance Costs (MC) | Structure | Main structures |  | 5 | 03 | 100 | 000 | 5.03.100
147 | Ss_20_10_60 | 20 | 10 | 60 |  | Prefabricated framed and panelled structures |  |  |  |  | 00 | 00 | 000 | 000 | 00.00.000
148 | Ss_20_10_60_34 | 20 | 10 | 60 | 34 | Glazed structural systems |  |  |  |  | 00 | 00 | 000 | 000 | 00.00.000
149 | Ss_20_10_60_60 | 20 | 10 | 60 | 60 | Panelled and framed structural systems |  |  |  |  | 00 | 00 | 000 | 000 | 00.00.000
150 | Ss_20_10_60_84 | 20 | 10 | 60 | 84 | Structural insulated panel systems |  |  |  |  | 00 | 00 | 000 | 000 | 00.00.000
151 | Ss_20_10_65 | 20 | 10 | 65 |  | Prefabricated room systems |  |  |  |  | 00 | 00 | 000 | 000 | 00.00.000
152 | Ss_20_10_65_15 | 20 | 10 | 65 | 15 | Composite pods |  |  |  |  | 00 | 00 | 000 | 000 | 00.00.000
153 | Ss_20_10_65_17 | 20 | 10 | 65 | 17 | Concrete pods |  |  |  |  | 00 | 00 | 000 | 000 | 00.00.000
154 | Ss_20_10_65_65 | 20 | 10 | 65 | 65 | Polypropylene pods |  |  |  |  | 00 | 00 | 000 | 000 | 00.00.000
155 | Ss_20_10_70 | 20 | 10 | 70 |  | Shelter systems |  |  |  |  | 00 | 00 | 000 | 000 | 00.00.000
156 | Ss_20_10_70_03 | 20 | 10 | 70 | 03 | Animal shelter systems |  |  |  |  | 00 | 00 | 000 | 000 | 00.00.000
157 | Ss_20_10_70_62 | 20 | 10 | 70 | 62 | People shelter systems |  |  |  |  | 00 | 00 | 000 | 000 | 00.00.000
158 | Ss_20_10_70_64 | 20 | 10 | 70 | 64 | Plant shelter systems |  |  |  |  | 00 | 00 | 000 | 000 | 00.00.000
159 | Ss_20_10_70_84 | 20 | 10 | 70 | 84 | Storage shelter systems |  |  |  |  | 00 | 00 | 000 | 000 | 00.00.000
160 | Ss_20_10_75 | 20 | 10 | 75 |  | Structural framing systems |  |  |  |  | 00 | 00 | 000 | 000 | 00.00.000
161 | Ss_20_10_75_15 | 20 | 10 | 75 | 15 | Concrete framing systems |  |  |  |  | 00 | 00 | 000 | 000 | 00.00.000
162 | Ss_20_10_75_35 | 20 | 10 | 75 | 35 | Heavy steel framing systems |  |  |  |  | 00 | 00 | 000 | 000 | 00.00.000
163 | Ss_20_10_75_45 | 20 | 10 | 75 | 45 | Light steel framing systems |  |  |  |  | 00 | 00 | 000 | 000 | 00.00.000
164 | Ss_20_10_75_65 | 20 | 10 | 75 | 65 | Precast reinforced concrete framing systems |  |  |  |  | 00 | 00 | 000 | 000 | 00.00.000
165 | Ss_20_10_75_70 | 20 | 10 | 75 | 70 | In situ reinforced concrete framing systems |  |  |  |  | 00 | 00 | 000 | 000 | 00.00.000
166 | Ss_20_10_75_85 | 20 | 10 | 75 | 85 | Timber framing systems |  |  |  |  | 00 | 00 | 000 | 000 | 00.00.000
167 | Ss_20_20 | 20 | 20 |  |  | Structural beams |  |  |  |  | 00 | 00 | 000 | 000 | 00.00.000
168 | Ss_20_20_75 | 20 | 20 | 75 |  | Structural beam systems |  |  |  |  | 00 | 00 | 000 | 000 | 00.00.000
169 | Ss_20_20_75_15 | 20 | 20 | 75 | 15 | Concrete beam systems |  |  |  |  | 00 | 00 | 000 | 000 | 00.00.000
170 | Ss_20_20_75_80 | 20 | 20 | 75 | 80 | Steel beam systems |  |  |  |  | 00 | 00 | 000 | 000 | 00.00.000
171 | Ss_20_20_75_85 | 20 | 20 | 75 | 85 | Timber beam systems |  |  |  |  | 00 | 00 | 000 | 000 | 00.00.000
172 | Ss_20_30 | 20 | 30 |  |  | Structural columns |  |  |  |  | 00 | 00 | 000 | 000 | 00.00.000
173 | Ss_20_30_75 | 20 | 30 | 75 |  | Structural column systems |  |  |  |  | 00 | 00 | 000 | 000 | 00.00.000
174 | Ss_20_30_75_15 | 20 | 30 | 75 | 15 | Concrete column systems |  |  |  |  | 00 | 00 | 000 | 000 | 00.00.000
175 | Ss_20_30_75_50 | 20 | 30 | 75 | 50 | Masonry column systems |  |  |  |  | 00 | 00 | 000 | 000 | 00.00.000
176 | Ss_20_30_75_80 | 20 | 30 | 75 | 80 | Steel column systems |  |  |  |  | 00 | 00 | 000 | 000 | 00.00.000
177 | Ss_20_30_75_85 | 20 | 30 | 75 | 85 | Timber column systems |  |  |  |  | 00 | 00 | 000 | 000 | 00.00.000
178 | Ss_20_40 | 20 | 40 |  |  | Structural sheet and cable systems |  |  |  |  | 00 | 00 | 000 | 000 | 00.00.000
179 | Ss_20_40_07 | 20 | 40 | 07 |  | Bridge suspension cable systems |  |  |  |  | 00 | 00 | 000 | 000 | 00.00.000
180 | Ss_20_40_07_11 | 20 | 40 | 07 | 11 | Cable stayed bridge cable systems |  |  |  |  | 00 | 00 | 000 | 000 | 00.00.000
181 | Ss_20_40_07_85 | 20 | 40 | 07 | 85 | Suspension bridge cable systems |  |  |  |  | 00 | 00 | 000 | 000 | 00.00.000
182 | Ss_20_40_10 | 20 | 40 | 10 |  | Building cable systems |  |  |  |  | 00 | 00 | 000 | 000 | 00.00.000
183 | Ss_20_50 | 20 | 50 |  |  | Bridge abutment and pier systems |  |  |  |  | 00 | 00 | 000 | 000 | 00.00.000
184 | Ss_20_50_10 | 20 | 50 | 10 |  | Abutment systems | Construction Costs (CC) | Substructure | Abutments/wing walls |  | 2 | 02 | 080 | 000 | 2.02.080
184 | Ss_20_50_10 | 20 | 50 | 10 |  | Abutment systems | Renewal Costs (RC) | Substructure | Abutments/wing walls |  | 3 | 02 | 080 | 000 | 3.02.080
184 | Ss_20_50_10 | 20 | 50 | 10 |  | Abutment systems | Maintenance Costs (MC) | Substructure | Abutments/wing walls |  | 5 | 02 | 080 | 000 | 5.02.080
185 | Ss_20_50_10_10 | 20 | 50 | 10 | 10 | Bank seat abutments | Construction Costs (CC) | Substructure | Abutments/wing walls |  | 2 | 02 | 080 | 000 | 2.02.080
185 | Ss_20_50_10_10 | 20 | 50 | 10 | 10 | Bank seat abutments | Renewal Costs (RC) | Substructure | Abutments/wing walls |  | 3 | 02 | 080 | 000 | 3.02.080
185 | Ss_20_50_10_10 | 20 | 50 | 10 | 10 | Bank seat abutments | Maintenance Costs (MC) | Substructure | Abutments/wing walls |  | 5 | 02 | 080 | 000 | 5.02.080
186 | Ss_20_50_10_30 | 20 | 50 | 10 | 30 | Embedded retaining wall bridge abutments | Construction Costs (CC) | Substructure | Abutments/wing walls |  | 2 | 02 | 080 | 000 | 2.02.080
186 | Ss_20_50_10_30 | 20 | 50 | 10 | 30 | Embedded retaining wall bridge abutments | Renewal Costs (RC) | Substructure | Abutments/wing walls |  | 3 | 02 | 080 | 000 | 3.02.080
186 | Ss_20_50_10_30 | 20 | 50 | 10 | 30 | Embedded retaining wall bridge abutments | Maintenance Costs (MC) | Substructure | Abutments/wing walls |  | 5 | 02 | 080 | 000 | 5.02.080
187 | Ss_20_50_10_40 | 20 | 50 | 10 | 40 | Integral abutments | Construction Costs (CC) | Substructure | Abutments/wing walls |  | 2 | 02 | 080 | 000 | 2.02.080
187 | Ss_20_50_10_40 | 20 | 50 | 10 | 40 | Integral abutments | Renewal Costs (RC) | Substructure | Abutments/wing walls |  | 3 | 02 | 080 | 000 | 3.02.080
187 | Ss_20_50_10_40 | 20 | 50 | 10 | 40 | Integral abutments | Maintenance Costs (MC) | Substructure | Abutments/wing walls |  | 5 | 02 | 080 | 000 | 5.02.080
188 | Ss_20_50_10_50 | 20 | 50 | 10 | 50 | Masonry bridge abutments | Construction Costs (CC) | Substructure | Abutments/wing walls |  | 2 | 02 | 080 | 000 | 2.02.080
188 | Ss_20_50_10_50 | 20 | 50 | 10 | 50 | Masonry bridge abutments | Renewal Costs (RC) | Substructure | Abutments/wing walls |  | 3 | 02 | 080 | 000 | 3.02.080
188 | Ss_20_50_10_50 | 20 | 50 | 10 | 50 | Masonry bridge abutments | Maintenance Costs (MC) | Substructure | Abutments/wing walls |  | 5 | 02 | 080 | 000 | 5.02.080
189 | Ss_20_50_10_70 | 20 | 50 | 10 | 70 | Reinforced concrete bridge abutments | Construction Costs (CC) | Substructure | Abutments/wing walls |  | 2 | 02 | 080 | 000 | 2.02.080
189 | Ss_20_50_10_70 | 20 | 50 | 10 | 70 | Reinforced concrete bridge abutments | Renewal Costs (RC) | Substructure | Abutments/wing walls |  | 3 | 02 | 080 | 000 | 3.02.080
189 | Ss_20_50_10_70 | 20 | 50 | 10 | 70 | Reinforced concrete bridge abutments | Maintenance Costs (MC) | Substructure | Abutments/wing walls |  | 5 | 02 | 080 | 000 | 5.02.080
190 | Ss_20_50_10_80 | 20 | 50 | 10 | 80 | Sheet piled bridge abutments | Construction Costs (CC) | Substructure | Abutments/wing walls |  | 2 | 02 | 080 | 000 | 2.02.080
190 | Ss_20_50_10_80 | 20 | 50 | 10 | 80 | Sheet piled bridge abutments | Renewal Costs (RC) | Substructure | Abutments/wing walls |  | 3 | 02 | 080 | 000 | 3.02.080
190 | Ss_20_50_10_80 | 20 | 50 | 10 | 80 | Sheet piled bridge abutments | Maintenance Costs (MC) | Substructure | Abutments/wing walls |  | 5 | 02 | 080 | 000 | 5.02.080
191 | Ss_20_50_10_85 | 20 | 50 | 10 | 85 | Spill-through abutments | Construction Costs (CC) | Substructure | Abutments/wing walls |  | 2 | 02 | 080 | 000 | 2.02.080
191 | Ss_20_50_10_85 | 20 | 50 | 10 | 85 | Spill-through abutments | Renewal Costs (RC) | Substructure | Abutments/wing walls |  | 3 | 02 | 080 | 000 | 3.02.080
191 | Ss_20_50_10_85 | 20 | 50 | 10 | 85 | Spill-through abutments | Maintenance Costs (MC) | Substructure | Abutments/wing walls |  | 5 | 02 | 080 | 000 | 5.02.080
192 | Ss_20_50_10_90 | 20 | 50 | 10 | 90 | Tied embedded retaining wall bridge abutments | Construction Costs (CC) | Substructure | Abutments/wing walls |  | 2 | 02 | 080 | 000 | 2.02.080
192 | Ss_20_50_10_90 | 20 | 50 | 10 | 90 | Tied embedded retaining wall bridge abutments | Renewal Costs (RC) | Substructure | Abutments/wing walls |  | 3 | 02 | 080 | 000 | 3.02.080
192 | Ss_20_50_10_90 | 20 | 50 | 10 | 90 | Tied embedded retaining wall bridge abutments | Maintenance Costs (MC) | Substructure | Abutments/wing walls |  | 5 | 02 | 080 | 000 | 5.02.080
193 | Ss_20_50_10_95 | 20 | 50 | 10 | 95 | Wing wall systems | Construction Costs (CC) | Substructure | Abutments/wing walls |  | 2 | 02 | 080 | 000 | 2.02.080
193 | Ss_20_50_10_95 | 20 | 50 | 10 | 95 | Wing wall systems | Renewal Costs (RC) | Substructure | Abutments/wing walls |  | 3 | 02 | 080 | 000 | 3.02.080
193 | Ss_20_50_10_95 | 20 | 50 | 10 | 95 | Wing wall systems | Maintenance Costs (MC) | Substructure | Abutments/wing walls |  | 5 | 02 | 080 | 000 | 5.02.080
194 | Ss_20_50_20 | 20 | 50 | 20 |  | Bridge pier systems | Construction Costs (CC) | Structure | Piers and towers |  | 2 | 03 | 010 | 000 | 2.03.010
194 | Ss_20_50_20 | 20 | 50 | 20 |  | Bridge pier systems | Renewal Costs (RC) | Structure | Piers and towers |  | 3 | 03 | 010 | 000 | 3.03.010
194 | Ss_20_50_20 | 20 | 50 | 20 |  | Bridge pier systems | Maintenance Costs (MC) | Structure | Piers and towers |  | 5 | 03 | 010 | 000 | 5.03.010
195 | Ss_20_50_20_50 | 20 | 50 | 20 | 50 | Masonry bridge piers | Construction Costs (CC) | Structure | Piers and towers |  | 2 | 03 | 010 | 000 | 2.03.010
195 | Ss_20_50_20_50 | 20 | 50 | 20 | 50 | Masonry bridge piers | Renewal Costs (RC) | Structure | Piers and towers |  | 3 | 03 | 010 | 000 | 3.03.010
195 | Ss_20_50_20_50 | 20 | 50 | 20 | 50 | Masonry bridge piers | Maintenance Costs (MC) | Structure | Piers and towers |  | 5 | 03 | 010 | 000 | 5.03.010
196 | Ss_20_50_20_70 | 20 | 50 | 20 | 70 | Reinforced concrete bridge piers | Construction Costs (CC) | Structure | Piers and towers |  | 2 | 03 | 010 | 000 | 2.03.010
196 | Ss_20_50_20_70 | 20 | 50 | 20 | 70 | Reinforced concrete bridge piers | Renewal Costs (RC) | Structure | Piers and towers |  | 3 | 03 | 010 | 000 | 3.03.010
196 | Ss_20_50_20_70 | 20 | 50 | 20 | 70 | Reinforced concrete bridge piers | Maintenance Costs (MC) | Structure | Piers and towers |  | 5 | 03 | 010 | 000 | 5.03.010
197 | Ss_20_50_30 | 20 | 50 | 30 |  | Abutment and pier component systems | Construction Costs (CC) | Structure | Piers and towers |  | 2 | 03 | 010 | 000 | 2.03.010
197 | Ss_20_50_30 | 20 | 50 | 30 |  | Abutment and pier component systems | Renewal Costs (RC) | Structure | Piers and towers |  | 3 | 03 | 010 | 000 | 3.03.010
197 | Ss_20_50_30 | 20 | 50 | 30 |  | Abutment and pier component systems | Maintenance Costs (MC) | Structure | Piers and towers |  | 5 | 03 | 010 | 000 | 5.03.010
198 | Ss_20_50_30_11 | 20 | 50 | 30 | 11 | Capping beam systems | Construction Costs (CC) | Substructure | Pile caps/footings/bases (nearest to the ground level or water level if constructed in water) |  | 2 | 02 | 090 | 000 | 2.02.090
198 | Ss_20_50_30_11 | 20 | 50 | 30 | 11 | Capping beam systems | Renewal Costs (RC) | Substructure | Pile caps/footings/bases (nearest to the ground level or water level if constructed in water) |  | 3 | 02 | 090 | 000 | 3.02.090
198 | Ss_20_50_30_11 | 20 | 50 | 30 | 11 | Capping beam systems | Maintenance Costs (MC) | Substructure | Pile caps/footings/bases (nearest to the ground level or water level if constructed in water) |  | 5 | 02 | 090 | 000 | 5.02.090
199 | Ss_20_50_30_37 | 20 | 50 | 30 | 37 | Headwall systems | Construction Costs (CC) | Substructure | Pile caps/footings/bases (nearest to the ground level or water level if constructed in water) |  | 2 | 02 | 090 | 000 | 2.02.090
199 | Ss_20_50_30_37 | 20 | 50 | 30 | 37 | Headwall systems | Renewal Costs (RC) | Substructure | Pile caps/footings/bases (nearest to the ground level or water level if constructed in water) |  | 3 | 02 | 090 | 000 | 3.02.090
199 | Ss_20_50_30_37 | 20 | 50 | 30 | 37 | Headwall systems | Maintenance Costs (MC) | Substructure | Pile caps/footings/bases (nearest to the ground level or water level if constructed in water) |  | 5 | 02 | 090 | 000 | 5.02.090
200 | Ss_20_50_30_80 | 20 | 50 | 30 | 80 | Spandrel wall systems | Construction Costs (CC) | Substructure | Pile caps/footings/bases (nearest to the ground level or water level if constructed in water) |  | 2 | 02 | 090 | 000 | 2.02.090
200 | Ss_20_50_30_80 | 20 | 50 | 30 | 80 | Spandrel wall systems | Renewal Costs (RC) | Substructure | Pile caps/footings/bases (nearest to the ground level or water level if constructed in water) |  | 3 | 02 | 090 | 000 | 3.02.090
200 | Ss_20_50_30_80 | 20 | 50 | 30 | 80 | Spandrel wall systems | Maintenance Costs (MC) | Substructure | Pile caps/footings/bases (nearest to the ground level or water level if constructed in water) |  | 5 | 02 | 090 | 000 | 5.02.090
201 | Ss_20_60 | 20 | 60 |  |  | Retaining wall systems | Construction Costs (CC) | Substructure | Earth-retaining structures |  | 2 | 02 | 070 | 000 | 2.02.070
201 | Ss_20_60 | 20 | 60 |  |  | Retaining wall systems | Renewal Costs (RC) | Substructure | Earth-retaining structures |  | 3 | 02 | 070 | 000 | 3.02.070
201 | Ss_20_60 | 20 | 60 |  |  | Retaining wall systems | Maintenance Costs (MC) | Substructure | Earth-retaining structures |  | 5 | 02 | 070 | 000 | 5.02.070
202 | Ss_20_60_30 | 20 | 60 | 30 |  | Embedded retaining wall systems | Construction Costs (CC) | Substructure | Earth-retaining structures |  | 2 | 02 | 070 | 000 | 2.02.070
202 | Ss_20_60_30 | 20 | 60 | 30 |  | Embedded retaining wall systems | Renewal Costs (RC) | Substructure | Earth-retaining structures |  | 3 | 02 | 070 | 000 | 3.02.070
202 | Ss_20_60_30 | 20 | 60 | 30 |  | Embedded retaining wall systems | Maintenance Costs (MC) | Substructure | Earth-retaining structures |  | 5 | 02 | 070 | 000 | 5.02.070
203 | Ss_20_60_30_03 | 20 | 60 | 30 | 03 | Anchored steel sheet pile embedded retaining wall systems | Construction Costs (CC) | Substructure | Earth-retaining structures |  | 2 | 02 | 070 | 000 | 2.02.070
203 | Ss_20_60_30_03 | 20 | 60 | 30 | 03 | Anchored steel sheet pile embedded retaining wall systems | Renewal Costs (RC) | Substructure | Earth-retaining structures |  | 3 | 02 | 070 | 000 | 3.02.070
203 | Ss_20_60_30_03 | 20 | 60 | 30 | 03 | Anchored steel sheet pile embedded retaining wall systems | Maintenance Costs (MC) | Substructure | Earth-retaining structures |  | 5 | 02 | 070 | 000 | 5.02.070
204 | Ss_20_60_30_08 | 20 | 60 | 30 | 08 | Bored king post embedded retaining wall systems | Construction Costs (CC) | Substructure | Earth-retaining structures |  | 2 | 02 | 070 | 000 | 2.02.070
204 | Ss_20_60_30_08 | 20 | 60 | 30 | 08 | Bored king post embedded retaining wall systems | Renewal Costs (RC) | Substructure | Earth-retaining structures |  | 3 | 02 | 070 | 000 | 3.02.070
204 | Ss_20_60_30_08 | 20 | 60 | 30 | 08 | Bored king post embedded retaining wall systems | Maintenance Costs (MC) | Substructure | Earth-retaining structures |  | 5 | 02 | 070 | 000 | 5.02.070
205 | Ss_20_60_30_15 | 20 | 60 | 30 | 15 | Contiguous bored pile embedded retaining wall systems | Construction Costs (CC) | Substructure | Earth-retaining structures |  | 2 | 02 | 070 | 000 | 2.02.070
205 | Ss_20_60_30_15 | 20 | 60 | 30 | 15 | Contiguous bored pile embedded retaining wall systems | Renewal Costs (RC) | Substructure | Earth-retaining structures |  | 3 | 02 | 070 | 000 | 3.02.070
205 | Ss_20_60_30_15 | 20 | 60 | 30 | 15 | Contiguous bored pile embedded retaining wall systems | Maintenance Costs (MC) | Substructure | Earth-retaining structures |  | 5 | 02 | 070 | 000 | 5.02.070
206 | Ss_20_60_30_24 | 20 | 60 | 30 | 24 | Driven king post embedded retaining wall systems | Construction Costs (CC) | Substructure | Earth-retaining structures |  | 2 | 02 | 070 | 000 | 2.02.070
206 | Ss_20_60_30_24 | 20 | 60 | 30 | 24 | Driven king post embedded retaining wall systems | Renewal Costs (RC) | Substructure | Earth-retaining structures |  | 3 | 02 | 070 | 000 | 3.02.070
206 | Ss_20_60_30_24 | 20 | 60 | 30 | 24 | Driven king post embedded retaining wall systems | Maintenance Costs (MC) | Substructure | Earth-retaining structures |  | 5 | 02 | 070 | 000 | 5.02.070
207 | Ss_20_60_30_70 | 20 | 60 | 30 | 70 | Reinforced concrete diaphragm retaining wall systems | Construction Costs (CC) | Substructure | Earth-retaining structures |  | 2 | 02 | 070 | 000 | 2.02.070
207 | Ss_20_60_30_70 | 20 | 60 | 30 | 70 | Reinforced concrete diaphragm retaining wall systems | Renewal Costs (RC) | Substructure | Earth-retaining structures |  | 3 | 02 | 070 | 000 | 3.02.070
207 | Ss_20_60_30_70 | 20 | 60 | 30 | 70 | Reinforced concrete diaphragm retaining wall systems | Maintenance Costs (MC) | Substructure | Earth-retaining structures |  | 5 | 02 | 070 | 000 | 5.02.070
208 | Ss_20_60_30_80 | 20 | 60 | 30 | 80 | Secant pile embedded retaining wall systems | Construction Costs (CC) | Substructure | Earth-retaining structures |  | 2 | 02 | 070 | 000 | 2.02.070
208 | Ss_20_60_30_80 | 20 | 60 | 30 | 80 | Secant pile embedded retaining wall systems | Renewal Costs (RC) | Substructure | Earth-retaining structures |  | 3 | 02 | 070 | 000 | 3.02.070
208 | Ss_20_60_30_80 | 20 | 60 | 30 | 80 | Secant pile embedded retaining wall systems | Maintenance Costs (MC) | Substructure | Earth-retaining structures |  | 5 | 02 | 070 | 000 | 5.02.070
209 | Ss_20_60_30_83 | 20 | 60 | 30 | 83 | Slurry diaphragm embedded retaining wall systems | Construction Costs (CC) | Substructure | Earth-retaining structures |  | 2 | 02 | 070 | 000 | 2.02.070
209 | Ss_20_60_30_83 | 20 | 60 | 30 | 83 | Slurry diaphragm embedded retaining wall systems | Renewal Costs (RC) | Substructure | Earth-retaining structures |  | 3 | 02 | 070 | 000 | 3.02.070
209 | Ss_20_60_30_83 | 20 | 60 | 30 | 83 | Slurry diaphragm embedded retaining wall systems | Maintenance Costs (MC) | Substructure | Earth-retaining structures |  | 5 | 02 | 070 | 000 | 5.02.070
210 | Ss_20_60_30_85 | 20 | 60 | 30 | 85 | Steel sheet pile embedded retaining wall systems | Construction Costs (CC) | Substructure | Earth-retaining structures |  | 2 | 02 | 070 | 000 | 2.02.070
210 | Ss_20_60_30_85 | 20 | 60 | 30 | 85 | Steel sheet pile embedded retaining wall systems | Renewal Costs (RC) | Substructure | Earth-retaining structures |  | 3 | 02 | 070 | 000 | 3.02.070
210 | Ss_20_60_30_85 | 20 | 60 | 30 | 85 | Steel sheet pile embedded retaining wall systems | Maintenance Costs (MC) | Substructure | Earth-retaining structures |  | 5 | 02 | 070 | 000 | 5.02.070
211 | Ss_20_60_30_92 | 20 | 60 | 30 | 92 | Unreinforced concrete diaphragm retaining wall systems | Construction Costs (CC) | Substructure | Earth-retaining structures |  | 2 | 02 | 070 | 000 | 2.02.070
211 | Ss_20_60_30_92 | 20 | 60 | 30 | 92 | Unreinforced concrete diaphragm retaining wall systems | Renewal Costs (RC) | Substructure | Earth-retaining structures |  | 3 | 02 | 070 | 000 | 3.02.070
211 | Ss_20_60_30_92 | 20 | 60 | 30 | 92 | Unreinforced concrete diaphragm retaining wall systems | Maintenance Costs (MC) | Substructure | Earth-retaining structures |  | 5 | 02 | 070 | 000 | 5.02.070
212 | Ss_20_60_35 | 20 | 60 | 35 |  | Gravity retaining wall systems | Construction Costs (CC) | Substructure | Earth-retaining structures |  | 2 | 02 | 070 | 000 | 2.02.070
212 | Ss_20_60_35 | 20 | 60 | 35 |  | Gravity retaining wall systems | Renewal Costs (RC) | Substructure | Earth-retaining structures |  | 3 | 02 | 070 | 000 | 3.02.070
212 | Ss_20_60_35 | 20 | 60 | 35 |  | Gravity retaining wall systems | Maintenance Costs (MC) | Substructure | Earth-retaining structures |  | 5 | 02 | 070 | 000 | 5.02.070
213 | Ss_20_60_35_10 | 20 | 60 | 35 | 10 | Caged rock unit (gabion) retaining wall systems | Construction Costs (CC) | Substructure | Earth-retaining structures |  | 2 | 02 | 070 | 000 | 2.02.070
213 | Ss_20_60_35_10 | 20 | 60 | 35 | 10 | Caged rock unit (gabion) retaining wall systems | Renewal Costs (RC) | Substructure | Earth-retaining structures |  | 3 | 02 | 070 | 000 | 3.02.070
213 | Ss_20_60_35_10 | 20 | 60 | 35 | 10 | Caged rock unit (gabion) retaining wall systems | Maintenance Costs (MC) | Substructure | Earth-retaining structures |  | 5 | 02 | 070 | 000 | 5.02.070
214 | Ss_20_60_35_13 | 20 | 60 | 35 | 13 | Concrete bagwork retaining wall systems | Construction Costs (CC) | Substructure | Earth-retaining structures |  | 2 | 02 | 070 | 000 | 2.02.070
214 | Ss_20_60_35_13 | 20 | 60 | 35 | 13 | Concrete bagwork retaining wall systems | Renewal Costs (RC) | Substructure | Earth-retaining structures |  | 3 | 02 | 070 | 000 | 3.02.070
214 | Ss_20_60_35_13 | 20 | 60 | 35 | 13 | Concrete bagwork retaining wall systems | Maintenance Costs (MC) | Substructure | Earth-retaining structures |  | 5 | 02 | 070 | 000 | 5.02.070
215 | Ss_20_60_35_15 | 20 | 60 | 35 | 15 | Crib retaining wall systems | Construction Costs (CC) | Substructure | Earth-retaining structures |  | 2 | 02 | 070 | 000 | 2.02.070
215 | Ss_20_60_35_15 | 20 | 60 | 35 | 15 | Crib retaining wall systems | Renewal Costs (RC) | Substructure | Earth-retaining structures |  | 3 | 02 | 070 | 000 | 3.02.070
215 | Ss_20_60_35_15 | 20 | 60 | 35 | 15 | Crib retaining wall systems | Maintenance Costs (MC) | Substructure | Earth-retaining structures |  | 5 | 02 | 070 | 000 | 5.02.070
216 | Ss_20_60_35_25 | 20 | 60 | 35 | 25 | Drystack masonry unit retaining wall systems | Construction Costs (CC) | Substructure | Earth-retaining structures |  | 2 | 02 | 070 | 000 | 2.02.070
216 | Ss_20_60_35_25 | 20 | 60 | 35 | 25 | Drystack masonry unit retaining wall systems | Renewal Costs (RC) | Substructure | Earth-retaining structures |  | 3 | 02 | 070 | 000 | 3.02.070
216 | Ss_20_60_35_25 | 20 | 60 | 35 | 25 | Drystack masonry unit retaining wall systems | Maintenance Costs (MC) | Substructure | Earth-retaining structures |  | 5 | 02 | 070 | 000 | 5.02.070
217 | Ss_20_60_35_50 | 20 | 60 | 35 | 50 | Masonry retaining wall systems | Construction Costs (CC) | Substructure | Earth-retaining structures |  | 2 | 02 | 070 | 000 | 2.02.070
217 | Ss_20_60_35_50 | 20 | 60 | 35 | 50 | Masonry retaining wall systems | Renewal Costs (RC) | Substructure | Earth-retaining structures |  | 3 | 02 | 070 | 000 | 3.02.070
217 | Ss_20_60_35_50 | 20 | 60 | 35 | 50 | Masonry retaining wall systems | Maintenance Costs (MC) | Substructure | Earth-retaining structures |  | 5 | 02 | 070 | 000 | 5.02.070
218 | Ss_20_60_35_66 | 20 | 60 | 35 | 66 | Precast concrete stem wall retaining wall systems | Construction Costs (CC) | Substructure | Earth-retaining structures |  | 2 | 02 | 070 | 000 | 2.02.070
218 | Ss_20_60_35_66 | 20 | 60 | 35 | 66 | Precast concrete stem wall retaining wall systems | Renewal Costs (RC) | Substructure | Earth-retaining structures |  | 3 | 02 | 070 | 000 | 3.02.070
218 | Ss_20_60_35_66 | 20 | 60 | 35 | 66 | Precast concrete stem wall retaining wall systems | Maintenance Costs (MC) | Substructure | Earth-retaining structures |  | 5 | 02 | 070 | 000 | 5.02.070
219 | Ss_20_60_35_70 | 20 | 60 | 35 | 70 | Reinforced concrete retaining wall systems | Construction Costs (CC) | Substructure | Earth-retaining structures |  | 2 | 02 | 070 | 000 | 2.02.070
219 | Ss_20_60_35_70 | 20 | 60 | 35 | 70 | Reinforced concrete retaining wall systems | Renewal Costs (RC) | Substructure | Earth-retaining structures |  | 3 | 02 | 070 | 000 | 3.02.070
219 | Ss_20_60_35_70 | 20 | 60 | 35 | 70 | Reinforced concrete retaining wall systems | Maintenance Costs (MC) | Substructure | Earth-retaining structures |  | 5 | 02 | 070 | 000 | 5.02.070
220 | Ss_20_60_35_72 | 20 | 60 | 35 | 72 | Reinforced earth retaining wall systems | Construction Costs (CC) | Substructure | Earth-retaining structures |  | 2 | 02 | 070 | 000 | 2.02.070
220 | Ss_20_60_35_72 | 20 | 60 | 35 | 72 | Reinforced earth retaining wall systems | Renewal Costs (RC) | Substructure | Earth-retaining structures |  | 3 | 02 | 070 | 000 | 3.02.070
220 | Ss_20_60_35_72 | 20 | 60 | 35 | 72 | Reinforced earth retaining wall systems | Maintenance Costs (MC) | Substructure | Earth-retaining structures |  | 5 | 02 | 070 | 000 | 5.02.070
221 | Ss_20_60_35_90 | 20 | 60 | 35 | 90 | Timber retaining wall systems | Construction Costs (CC) | Substructure | Earth-retaining structures |  | 2 | 02 | 070 | 000 | 2.02.070
221 | Ss_20_60_35_90 | 20 | 60 | 35 | 90 | Timber retaining wall systems | Renewal Costs (RC) | Substructure | Earth-retaining structures |  | 3 | 02 | 070 | 000 | 3.02.070
221 | Ss_20_60_35_90 | 20 | 60 | 35 | 90 | Timber retaining wall systems | Maintenance Costs (MC) | Substructure | Earth-retaining structures |  | 5 | 02 | 070 | 000 | 5.02.070
222 | Ss_20_60_35_91 | 20 | 60 | 35 | 91 | Tyre bale retaining wall systems | Construction Costs (CC) | Substructure | Earth-retaining structures |  | 2 | 02 | 070 | 000 | 2.02.070
222 | Ss_20_60_35_91 | 20 | 60 | 35 | 91 | Tyre bale retaining wall systems | Renewal Costs (RC) | Substructure | Earth-retaining structures |  | 3 | 02 | 070 | 000 | 3.02.070
222 | Ss_20_60_35_91 | 20 | 60 | 35 | 91 | Tyre bale retaining wall systems | Maintenance Costs (MC) | Substructure | Earth-retaining structures |  | 5 | 02 | 070 | 000 | 5.02.070
223 | Ss_20_70 | 20 | 70 |  |  | Structure covering and finishing systems | Construction Costs (CC) | Substructure | Earth-retaining structures |  | 2 | 02 | 070 | 000 | 2.02.070
223 | Ss_20_70 | 20 | 70 |  |  | Structure covering and finishing systems | Renewal Costs (RC) | Substructure | Earth-retaining structures |  | 3 | 02 | 070 | 000 | 3.02.070
223 | Ss_20_70 | 20 | 70 |  |  | Structure covering and finishing systems | Maintenance Costs (MC) | Substructure | Earth-retaining structures |  | 5 | 02 | 070 | 000 | 5.02.070
224 | Ss_20_70_15 | 20 | 70 | 15 |  | Concrete protection systems | Construction Costs (CC) | Substructure | Earth-retaining structures |  | 2 | 02 | 070 | 000 | 2.02.070
224 | Ss_20_70_15 | 20 | 70 | 15 |  | Concrete protection systems | Renewal Costs (RC) | Substructure | Earth-retaining structures |  | 3 | 02 | 070 | 000 | 3.02.070
224 | Ss_20_70_15 | 20 | 70 | 15 |  | Concrete protection systems | Maintenance Costs (MC) | Substructure | Earth-retaining structures |  | 5 | 02 | 070 | 000 | 5.02.070
225 | Ss_20_70_65 | 20 | 70 | 65 |  | Protective painting systems | Construction Costs (CC) | Substructure | Earth-retaining structures |  | 2 | 02 | 070 | 000 | 2.02.070
225 | Ss_20_70_65 | 20 | 70 | 65 |  | Protective painting systems | Renewal Costs (RC) | Substructure | Earth-retaining structures |  | 3 | 02 | 070 | 000 | 3.02.070
225 | Ss_20_70_65 | 20 | 70 | 65 |  | Protective painting systems | Maintenance Costs (MC) | Substructure | Earth-retaining structures |  | 5 | 02 | 070 | 000 | 5.02.070
226 | Ss_20_70_80 | 20 | 70 | 80 |  | Steel encasement systems | Construction Costs (CC) | Substructure | Earth-retaining structures |  | 2 | 02 | 070 | 000 | 2.02.070
226 | Ss_20_70_80 | 20 | 70 | 80 |  | Steel encasement systems | Renewal Costs (RC) | Substructure | Earth-retaining structures |  | 3 | 02 | 070 | 000 | 3.02.070
226 | Ss_20_70_80 | 20 | 70 | 80 |  | Steel encasement systems | Maintenance Costs (MC) | Substructure | Earth-retaining structures |  | 5 | 02 | 070 | 000 | 5.02.070
227 | Ss_20_80 | 20 | 80 |  |  | Structure accessory systems | Construction Costs (CC) | Substructure | Earth-retaining structures |  | 2 | 02 | 070 | 000 | 2.02.070
227 | Ss_20_80 | 20 | 80 |  |  | Structure accessory systems | Renewal Costs (RC) | Substructure | Earth-retaining structures |  | 3 | 02 | 070 | 000 | 3.02.070
227 | Ss_20_80 | 20 | 80 |  |  | Structure accessory systems | Maintenance Costs (MC) | Substructure | Earth-retaining structures |  | 5 | 02 | 070 | 000 | 5.02.070
228 | Ss_20_80_60 | 20 | 80 | 60 |  | Permanent formwork systems | Construction Costs (CC) | Substructure | Earth-retaining structures |  | 2 | 02 | 070 | 000 | 2.02.070
228 | Ss_20_80_60 | 20 | 80 | 60 |  | Permanent formwork systems | Renewal Costs (RC) | Substructure | Earth-retaining structures |  | 3 | 02 | 070 | 000 | 3.02.070
228 | Ss_20_80_60 | 20 | 80 | 60 |  | Permanent formwork systems | Maintenance Costs (MC) | Substructure | Earth-retaining structures |  | 5 | 02 | 070 | 000 | 5.02.070
229 | Ss_20_95 | 20 | 95 |  |  | Temporary structural systems | Construction Costs (CC) | Substructure | Earth-retaining structures |  | 2 | 02 | 070 | 000 | 2.02.070
229 | Ss_20_95 | 20 | 95 |  |  | Temporary structural systems | Renewal Costs (RC) | Substructure | Earth-retaining structures |  | 3 | 02 | 070 | 000 | 3.02.070
229 | Ss_20_95 | 20 | 95 |  |  | Temporary structural systems | Maintenance Costs (MC) | Substructure | Earth-retaining structures |  | 5 | 02 | 070 | 000 | 5.02.070
230 | Ss_25 | 25 |  |  |  | Wall and barrier systems See Building Map |  |  |  |  | 00 | 00 | 000 | 000 | 00.00.000
231 | Ss_25_10 | 25 | 10 |  |  | Framed wall systems |  |  |  |  | 00 | 00 | 000 | 000 | 00.00.000
232 | Ss_25_10_20 | 25 | 10 | 20 |  | Curtain walling systems |  |  |  |  | 00 | 00 | 000 | 000 | 00.00.000
233 | Ss_25_10_20_85 | 25 | 10 | 20 | 85 | Stick curtain walling systems |  |  |  |  | 00 | 00 | 000 | 000 | 00.00.000
234 | Ss_25_10_20_90 | 25 | 10 | 20 | 90 | Unitized curtain walling systems |  |  |  |  | 00 | 00 | 000 | 000 | 00.00.000
235 | Ss_25_10_30 | 25 | 10 | 30 |  | Framed partition systems |  |  |  |  | 00 | 00 | 000 | 000 | 00.00.000
236 | Ss_25_10_30_35 | 25 | 10 | 30 | 35 | Gypsum board partition systems |  |  |  |  | 00 | 00 | 000 | 000 | 00.00.000
237 | Ss_25_10_30_70 | 25 | 10 | 30 | 70 | Rigid sheet partition systems |  |  |  |  | 00 | 00 | 000 | 000 | 00.00.000
238 | Ss_25_10_32 | 25 | 10 | 32 |  | Framed wall structure systems |  |  |  |  | 00 | 00 | 000 | 000 | 00.00.000
239 | Ss_25_10_32_35 | 25 | 10 | 32 | 35 | Heavy steel wall framing systems |  |  |  |  | 00 | 00 | 000 | 000 | 00.00.000
240 | Ss_25_10_32_45 | 25 | 10 | 32 | 45 | Light steel wall framing systems |  |  |  |  | 00 | 00 | 000 | 000 | 00.00.000
241 | Ss_25_10_32_90 | 25 | 10 | 32 | 90 | Timber wall framing systems |  |  |  |  | 00 | 00 | 000 | 000 | 00.00.000
242 | Ss_25_10_35 | 25 | 10 | 35 |  | Framed glazed systems |  |  |  |  | 00 | 00 | 000 | 000 | 00.00.000
243 | Ss_25_10_35_35 | 25 | 10 | 35 | 35 | Glazed screen systems |  |  |  |  | 00 | 00 | 000 | 000 | 00.00.000
244 | Ss_25_10_35_95 | 25 | 10 | 35 | 95 | Vertical patent glazing systems |  |  |  |  | 00 | 00 | 000 | 000 | 00.00.000
245 | Ss_25_10_35_97 | 25 | 10 | 35 | 97 | Window wall glazed screen systems |  |  |  |  | 00 | 00 | 000 | 000 | 00.00.000
246 | Ss_25_11 | 25 | 11 |  |  | Monolithic wall structure systems |  |  |  |  | 00 | 00 | 000 | 000 | 00.00.000
247 | Ss_25_11_13 | 25 | 11 | 13 |  | Cob wall systems |  |  |  |  | 00 | 00 | 000 | 000 | 00.00.000
248 | Ss_25_11_15 | 25 | 11 | 15 |  | Concrete form masonry unit wall systems |  |  |  |  | 00 | 00 | 000 | 000 | 00.00.000
249 | Ss_25_11_16 | 25 | 11 | 16 |  | Concrete wall systems |  |  |  |  | 00 | 00 | 000 | 000 | 00.00.000
250 | Ss_25_11_16_65 | 25 | 11 | 16 | 65 | Precast concrete wall systems |  |  |  |  | 00 | 00 | 000 | 000 | 00.00.000
251 | Ss_25_11_16_70 | 25 | 11 | 16 | 70 | Reinforced concrete wall structure systems |  |  |  |  | 00 | 00 | 000 | 000 | 00.00.000
252 | Ss_25_11_16_80 | 25 | 11 | 16 | 80 | Sprayed concrete wall structure systems |  |  |  |  | 00 | 00 | 000 | 000 | 00.00.000
253 | Ss_25_11_70 | 25 | 11 | 70 |  | Rammed earth wall systems |  |  |  |  | 00 | 00 | 000 | 000 | 00.00.000
254 | Ss_25_11_70_55 | 25 | 11 | 70 | 55 | Non-stabilized rammed earth wall systems |  |  |  |  | 00 | 00 | 000 | 000 | 00.00.000
255 | Ss_25_11_70_83 | 25 | 11 | 70 | 83 | Stabilized rammed earth plinth systems |  |  |  |  | 00 | 00 | 000 | 000 | 00.00.000
256 | Ss_25_11_70_85 | 25 | 11 | 70 | 85 | Stabilized rammed earth wall systems |  |  |  |  | 00 | 00 | 000 | 000 | 00.00.000
257 | Ss_25_11_90 | 25 | 11 | 90 |  | Timber wall systems |  |  |  |  | 00 | 00 | 000 | 000 | 00.00.000
258 | Ss_25_11_90_15 | 25 | 11 | 90 | 15 | Cross-laminated timber wall systems |  |  |  |  | 00 | 00 | 000 | 000 | 00.00.000
259 | Ss_25_11_90_96 | 25 | 11 | 90 | 96 | Wood log wall systems |  |  |  |  | 00 | 00 | 000 | 000 | 00.00.000
260 | Ss_25_12 | 25 | 12 |  |  | Panel wall structure systems |  |  |  |  | 00 | 00 | 000 | 000 | 00.00.000
261 | Ss_25_12_10 | 25 | 12 | 10 |  | Brick panel wall systems |  |  |  |  | 00 | 00 | 000 | 000 | 00.00.000
262 | Ss_25_12_15 | 25 | 12 | 15 |  | Concrete panel wall systems |  |  |  |  | 00 | 00 | 000 | 000 | 00.00.000
263 | Ss_25_12_60 | 25 | 12 | 60 |  | Panel enclosure systems |  |  |  |  | 00 | 00 | 000 | 000 | 00.00.000
264 | Ss_25_12_60_30 | 25 | 12 | 60 | 30 | Fully-framed panel cubicle systems |  |  |  |  | 00 | 00 | 000 | 000 | 00.00.000
265 | Ss_25_12_60_60 | 25 | 12 | 60 | 60 | Panel cubicle systems |  |  |  |  | 00 | 00 | 000 | 000 | 00.00.000
266 | Ss_25_12_60_65 | 25 | 12 | 60 | 65 | Privacy screen systems |  |  |  |  | 00 | 00 | 000 | 000 | 00.00.000
267 | Ss_25_12_65 | 25 | 12 | 65 |  | Panel partition systems |  |  |  |  | 00 | 00 | 000 | 000 | 00.00.000
268 | Ss_25_12_65_50 | 25 | 12 | 65 | 50 | Media wall systems |  |  |  |  | 00 | 00 | 000 | 000 | 00.00.000
269 | Ss_25_12_65_55 | 25 | 12 | 65 | 55 | Mesh panel partition systems |  |  |  |  | 00 | 00 | 000 | 000 | 00.00.000
270 | Ss_25_12_65_60 | 25 | 12 | 65 | 60 | Plasterboard laminated partition systems |  |  |  |  | 00 | 00 | 000 | 000 | 00.00.000
271 | Ss_25_12_65_65 | 25 | 12 | 65 | 65 | Plasterboard panel partition systems |  |  |  |  | 00 | 00 | 000 | 000 | 00.00.000
272 | Ss_25_12_65_70 | 25 | 12 | 65 | 70 | Relocatable partition and ceiling systems |  |  |  |  | 00 | 00 | 000 | 000 | 00.00.000
273 | Ss_25_12_65_75 | 25 | 12 | 65 | 75 | Relocatable partition systems |  |  |  |  | 00 | 00 | 000 | 000 | 00.00.000
274 | Ss_25_12_65_85 | 25 | 12 | 65 | 85 | Storage wall systems |  |  |  |  | 00 | 00 | 000 | 000 | 00.00.000
275 | Ss_25_12_80 | 25 | 12 | 80 |  | Structural glass wall systems |  |  |  |  | 00 | 00 | 000 | 000 | 00.00.000
276 | Ss_25_12_80_65 | 25 | 12 | 80 | 65 | Point-fixed structural glass wall systems |  |  |  |  | 00 | 00 | 000 | 000 | 00.00.000
277 | Ss_25_12_80_83 | 25 | 12 | 80 | 83 | Stacked structural glass wall systems |  |  |  |  | 00 | 00 | 000 | 000 | 00.00.000
278 | Ss_25_12_80_85 | 25 | 12 | 80 | 85 | Suspended structural glass wall systems |  |  |  |  | 00 | 00 | 000 | 000 | 00.00.000
279 | Ss_25_12_85 | 25 | 12 | 85 |  | Structural steel panel wall systems |  |  |  |  | 00 | 00 | 000 | 000 | 00.00.000
280 | Ss_25_12_85_60 | 25 | 12 | 85 | 60 | Prefabricated metal wall systems |  |  |  |  | 00 | 00 | 000 | 000 | 00.00.000
281 | Ss_25_12_85_63 | 25 | 12 | 85 | 63 | Profile metal sheet wall systems |  |  |  |  | 00 | 00 | 000 | 000 | 00.00.000
282 | Ss_25_13 | 25 | 13 |  |  | Unit wall structure systems |  |  |  |  | 00 | 00 | 000 | 000 | 00.00.000
283 | Ss_25_13_05 | 25 | 13 | 05 |  | Adobe block wall systems |  |  |  |  | 00 | 00 | 000 | 000 | 00.00.000
284 | Ss_25_13_24 | 25 | 13 | 24 |  | Dry stone wall systems |  |  |  |  | 00 | 00 | 000 | 000 | 00.00.000
285 | Ss_25_13_30 | 25 | 13 | 30 |  | Gabion wall systems |  |  |  |  | 00 | 00 | 000 | 000 | 00.00.000
286 | Ss_25_13_33 | 25 | 13 | 33 |  | Glass wall systems |  |  |  |  | 00 | 00 | 000 | 000 | 00.00.000
287 | Ss_25_13_33_33 | 25 | 13 | 33 | 33 | Glass block wall systems |  |  |  |  | 00 | 00 | 000 | 000 | 00.00.000
288 | Ss_25_13_33_64 | 25 | 13 | 33 | 64 | Prefabricated glass block wall systems |  |  |  |  | 00 | 00 | 000 | 000 | 00.00.000
289 | Ss_25_13_35 | 25 | 13 | 35 |  | Gypsum block wall systems |  |  |  |  | 00 | 00 | 000 | 000 | 00.00.000
290 | Ss_25_13_45 | 25 | 13 | 45 |  | Lead brick wall systems |  |  |  |  | 00 | 00 | 000 | 000 | 00.00.000
291 | Ss_25_13_50 | 25 | 13 | 50 |  | Masonry wall systems |  |  |  |  | 00 | 00 | 000 | 000 | 00.00.000
292 | Ss_25_13_50_11 | 25 | 13 | 50 | 11 | Cavity wall insulation systems |  |  |  |  | 00 | 00 | 000 | 000 | 00.00.000
293 | Ss_25_13_50_49 | 25 | 13 | 50 | 49 | Masonry exposed feature systems |  |  |  |  | 00 | 00 | 000 | 000 | 00.00.000
294 | Ss_25_13_50_50 | 25 | 13 | 50 | 50 | Masonry wall external leaf systems |  |  |  |  | 00 | 00 | 000 | 000 | 00.00.000
295 | Ss_25_13_50_51 | 25 | 13 | 50 | 51 | Masonry wall internal leaf systems |  |  |  |  | 00 | 00 | 000 | 000 | 00.00.000
296 | Ss_25_13_50_52 | 25 | 13 | 50 | 52 | Masonry wall single leaf systems |  |  |  |  | 00 | 00 | 000 | 000 | 00.00.000
297 | Ss_25_13_50_54 | 25 | 13 | 50 | 54 | Masonry free-standing wall leaf systems |  |  |  |  | 00 | 00 | 000 | 000 | 00.00.000
298 | Ss_25_13_50_56 | 25 | 13 | 50 | 56 | Masonry internal partition systems |  |  |  |  | 00 | 00 | 000 | 000 | 00.00.000
299 | Ss_25_13_70 | 25 | 13 | 70 |  | Reinforced masonry wall systems |  |  |  |  | 00 | 00 | 000 | 000 | 00.00.000
300 | Ss_25_13_85 | 25 | 13 | 85 |  | Straw bale wall systems |  |  |  |  | 00 | 00 | 000 | 000 | 00.00.000
301 | Ss_25_13_85_30 | 25 | 13 | 85 | 30 | Framed straw bale wall systems |  |  |  |  | 00 | 00 | 000 | 000 | 00.00.000
302 | Ss_25_13_85_95 | 25 | 13 | 85 | 95 | Unframed straw bale wall systems |  |  |  |  | 00 | 00 | 000 | 000 | 00.00.000
303 | Ss_25_14 | 25 | 14 |  |  | Fence systems |  |  |  |  | 00 | 00 | 000 | 000 | 00.00.000
304 | Ss_25_14_30 | 25 | 14 | 30 |  | Framed fence systems |  |  |  |  | 00 | 00 | 000 | 000 | 00.00.000
305 | Ss_25_14_55 | 25 | 14 | 55 |  | Monolithic fence systems |  |  |  |  | 00 | 00 | 000 | 000 | 00.00.000
306 | Ss_25_14_63 | 25 | 14 | 63 |  | Post, rail and board fence systems |  |  |  |  | 00 | 00 | 000 | 000 | 00.00.000
307 | Ss_25_14_63_06 | 25 | 14 | 63 | 06 | Bespoke fencing systems |  |  |  |  | 00 | 00 | 000 | 000 | 00.00.000
308 | Ss_25_14_63_08 | 25 | 14 | 63 | 08 | Board or palisade fencing systems |  |  |  |  | 00 | 00 | 000 | 000 | 00.00.000
309 | Ss_25_14_63_11 | 25 | 14 | 63 | 11 | Carbon steel continuous bar fencing systems |  |  |  |  | 00 | 00 | 000 | 000 | 00.00.000
310 | Ss_25_14_63_51 | 25 | 14 | 63 | 51 | Metal post and rail fencing systems |  |  |  |  | 00 | 00 | 000 | 000 | 00.00.000
311 | Ss_25_14_63_52 | 25 | 14 | 63 | 52 | Metal vertical pale fencing systems |  |  |  |  | 00 | 00 | 000 | 000 | 00.00.000
312 | Ss_25_14_63_56 | 25 | 14 | 63 | 56 | Natural hurdle fencing systems |  |  |  |  | 00 | 00 | 000 | 000 | 00.00.000
313 | Ss_25_14_63_62 | 25 | 14 | 63 | 62 | Post and panel fencing systems |  |  |  |  | 00 | 00 | 000 | 000 | 00.00.000
314 | Ss_25_14_63_63 | 25 | 14 | 63 | 63 | Post and rail fencing systems |  |  |  |  | 00 | 00 | 000 | 000 | 00.00.000
315 | Ss_25_14_63_64 | 25 | 14 | 63 | 64 | Precast concrete palisade fencing systems |  |  |  |  | 00 | 00 | 000 | 000 | 00.00.000
316 | Ss_25_14_63_65 | 25 | 14 | 63 | 65 | Precast concrete post and panel fencing systems |  |  |  |  | 00 | 00 | 000 | 000 | 00.00.000
317 | Ss_25_14_63_66 | 25 | 14 | 63 | 66 | Precast concrete post and rail fencing systems |  |  |  |  | 00 | 00 | 000 | 000 | 00.00.000
318 | Ss_25_14_63_67 | 25 | 14 | 63 | 67 | Prefabricated wood or plastics panel fencing systems |  |  |  |  | 00 | 00 | 000 | 000 | 00.00.000
319 | Ss_25_14_63_84 | 25 | 14 | 63 | 84 | Steel hurdle fencing systems |  |  |  |  | 00 | 00 | 000 | 000 | 00.00.000
320 | Ss_25_14_63_85 | 25 | 14 | 63 | 85 | Steel palisade panel fencing systems |  |  |  |  | 00 | 00 | 000 | 000 | 00.00.000
321 | Ss_25_14_63_86 | 25 | 14 | 63 | 86 | Steel vertical bar fencing systems |  |  |  |  | 00 | 00 | 000 | 000 | 00.00.000
322 | Ss_25_14_63_95 | 25 | 14 | 63 | 95 | Wood close boarded fencing systems |  |  |  |  | 00 | 00 | 000 | 000 | 00.00.000
323 | Ss_25_14_63_96 | 25 | 14 | 63 | 96 | Wood palisade fencing systems |  |  |  |  | 00 | 00 | 000 | 000 | 00.00.000
324 | Ss_25_14_63_97 | 25 | 14 | 63 | 97 | Wood post and rail fencing systems |  |  |  |  | 00 | 00 | 000 | 000 | 00.00.000
325 | Ss_25_14_63_98 | 25 | 14 | 63 | 98 | Wrought iron panel fencing systems |  |  |  |  | 00 | 00 | 000 | 000 | 00.00.000
326 | Ss_25_14_67 | 25 | 14 | 67 |  | Post, wire and mesh fence systems |  |  |  |  | 00 | 00 | 000 | 000 | 00.00.000
327 | Ss_25_14_67_12 | 25 | 14 | 67 | 12 | Chain link fencing systems |  |  |  |  | 00 | 00 | 000 | 000 | 00.00.000
328 | Ss_25_14_67_14 | 25 | 14 | 67 | 14 | Cleft chestnut pale fencing systems |  |  |  |  | 00 | 00 | 000 | 000 | 00.00.000
329 | Ss_25_14_67_15 | 25 | 14 | 67 | 15 | Continuous mesh fencing systems |  |  |  |  | 00 | 00 | 000 | 000 | 00.00.000
330 | Ss_25_14_67_24 | 25 | 14 | 67 | 24 | Dropper pattern strained wire fencing systems |  |  |  |  | 00 | 00 | 000 | 000 | 00.00.000
331 | Ss_25_14_67_27 | 25 | 14 | 67 | 27 | Electric fencing systems |  |  |  |  | 00 | 00 | 000 | 000 | 00.00.000
332 | Ss_25_14_67_28 | 25 | 14 | 67 | 28 | Electric security fencing systems |  |  |  |  | 00 | 00 | 000 | 000 | 00.00.000
333 | Ss_25_14_67_33 | 25 | 14 | 67 | 33 | General pattern strained wire fencing systems |  |  |  |  | 00 | 00 | 000 | 000 | 00.00.000
334 | Ss_25_14_67_34 | 25 | 14 | 67 | 34 | General pattern wire mesh fencing systems |  |  |  |  | 00 | 00 | 000 | 000 | 00.00.000
335 | Ss_25_14_67_51 | 25 | 14 | 67 | 51 | Metal mesh panel fencing systems |  |  |  |  | 00 | 00 | 000 | 000 | 00.00.000
336 | Ss_25_14_67_70 | 25 | 14 | 67 | 70 | Rope or chain fencing systems |  |  |  |  | 00 | 00 | 000 | 000 | 00.00.000
337 | Ss_25_14_67_80 | 25 | 14 | 67 | 80 | Spring steel and high tensile wire mesh fencing systems |  |  |  |  | 00 | 00 | 000 | 000 | 00.00.000
338 | Ss_25_14_67_97 | 25 | 14 | 67 | 97 | Wire fencing systems |  |  |  |  | 00 | 00 | 000 | 000 | 00.00.000
339 | Ss_25_15 | 25 | 15 |  |  | Fixed pedestrian barrier systems |  |  |  |  | 00 | 00 | 000 | 000 | 00.00.000
340 | Ss_25_15_60 | 25 | 15 | 60 |  | Pedestrian safety barrier and guarding systems |  |  |  |  | 00 | 00 | 000 | 000 | 00.00.000
341 | Ss_25_15_60_05 | 25 | 15 | 60 | 05 | Balustrade and guarding systems |  |  |  |  | 00 | 00 | 000 | 000 | 00.00.000
342 | Ss_25_15_60_14 | 25 | 15 | 60 | 14 | Composite barrier systems |  |  |  |  | 00 | 00 | 000 | 000 | 00.00.000
343 | Ss_25_15_60_15 | 25 | 15 | 60 | 15 | Composite pedestrian parapet systems |  |  |  |  | 00 | 00 | 000 | 000 | 00.00.000
344 | Ss_25_15_60_16 | 25 | 15 | 60 | 16 | Composite post and panel barrier systems |  |  |  |  | 00 | 00 | 000 | 000 | 00.00.000
345 | Ss_25_15_60_17 | 25 | 15 | 60 | 17 | Composite post and rail barrier systems |  |  |  |  | 00 | 00 | 000 | 000 | 00.00.000
346 | Ss_25_15_60_18 | 25 | 15 | 60 | 18 | Concrete post and rail barrier systems |  |  |  |  | 00 | 00 | 000 | 000 | 00.00.000
347 | Ss_25_15_60_35 | 25 | 15 | 60 | 35 | Handrail systems |  |  |  |  | 00 | 00 | 000 | 000 | 00.00.000
348 | Ss_25_15_60_37 | 25 | 15 | 60 | 37 | Hoop barrier systems |  |  |  |  | 00 | 00 | 000 | 000 | 00.00.000
349 | Ss_25_15_60_52 | 25 | 15 | 60 | 52 | Metal modular barrier systems |  |  |  |  | 00 | 00 | 000 | 000 | 00.00.000
350 | Ss_25_15_60_53 | 25 | 15 | 60 | 53 | Metal pedestrian parapet systems |  |  |  |  | 00 | 00 | 000 | 000 | 00.00.000
351 | Ss_25_15_60_54 | 25 | 15 | 60 | 54 | Metal post and mesh panel barrier systems |  |  |  |  | 00 | 00 | 000 | 000 | 00.00.000
352 | Ss_25_15_60_55 | 25 | 15 | 60 | 55 | Metal post and panel barrier systems |  |  |  |  | 00 | 00 | 000 | 000 | 00.00.000
353 | Ss_25_15_60_56 | 25 | 15 | 60 | 56 | Metal post and rail barrier systems |  |  |  |  | 00 | 00 | 000 | 000 | 00.00.000
354 | Ss_25_15_60_57 | 25 | 15 | 60 | 57 | Metal vertical bar pedestrian guard rail systems |  |  |  |  | 00 | 00 | 000 | 000 | 00.00.000
355 | Ss_25_15_60_60 | 25 | 15 | 60 | 60 | Pedestrian parapet systems |  |  |  |  | 00 | 00 | 000 | 000 | 00.00.000
356 | Ss_25_15_60_65 | 25 | 15 | 60 | 65 | Post and panel barrier systems |  |  |  |  | 00 | 00 | 000 | 000 | 00.00.000
357 | Ss_25_15_60_66 | 25 | 15 | 60 | 66 | Post and rail barrier systems |  |  |  |  | 00 | 00 | 000 | 000 | 00.00.000
358 | Ss_25_15_60_67 | 25 | 15 | 60 | 67 | Post and rope barrier systems |  |  |  |  | 00 | 00 | 000 | 000 | 00.00.000
359 | Ss_25_15_60_68 | 25 | 15 | 60 | 68 | Post and wire barrier systems |  |  |  |  | 00 | 00 | 000 | 000 | 00.00.000
360 | Ss_25_15_60_96 | 25 | 15 | 60 | 96 | Wood post and panel barrier systems |  |  |  |  | 00 | 00 | 000 | 000 | 00.00.000
361 | Ss_25_15_60_97 | 25 | 15 | 60 | 97 | Wood post and rail barrier systems |  |  |  |  | 00 | 00 | 000 | 000 | 00.00.000
362 | Ss_25_15_85 | 25 | 15 | 85 |  | Sports barrier systems |  |  |  |  | 00 | 00 | 000 | 000 | 00.00.000
363 | Ss_25_15_85_55 | 25 | 15 | 85 | 55 | Multi-use games fencing systems |  |  |  |  | 00 | 00 | 000 | 000 | 00.00.000
364 | Ss_25_16 | 25 | 16 |  |  | Fixed traffic and protective barrier systems |  |  |  |  | 00 | 00 | 000 | 000 | 00.00.000
365 | Ss_25_16_04 | 25 | 16 | 04 |  | Artificial reef systems |  |  |  |  | 00 | 00 | 000 | 000 | 00.00.000
366 | Ss_25_16_05 | 25 | 16 | 05 |  | Avalanche and snow barrier systems |  |  |  |  | 00 | 00 | 000 | 000 | 00.00.000
367 | Ss_25_16_08 | 25 | 16 | 08 |  | Blast barrier systems |  |  |  |  | 00 | 00 | 000 | 000 | 00.00.000
368 | Ss_25_16_08_44 | 25 | 16 | 08 | 44 | Jet blast deflection systems |  |  |  |  | 00 | 00 | 000 | 000 | 00.00.000
369 | Ss_25_16_21 | 25 | 16 | 21 |  | Debris flow barrier systems |  |  |  |  | 00 | 00 | 000 | 000 | 00.00.000
370 | Ss_25_16_30 | 25 | 16 | 30 |  | Fish barrier systems |  |  |  |  | 00 | 00 | 000 | 000 | 00.00.000
371 | Ss_25_16_46 | 25 | 16 | 46 |  | Landslide barrier systems |  |  |  |  | 00 | 00 | 000 | 000 | 00.00.000
372 | Ss_25_16_70 | 25 | 16 | 70 |  | Rail barrier systems |  |  |  |  | 00 | 00 | 000 | 000 | 00.00.000
373 | Ss_25_16_70_03 | 25 | 16 | 70 | 03 | Acoustic barrier systems |  |  |  |  | 00 | 00 | 000 | 000 | 00.00.000
374 | Ss_25_16_73 | 25 | 16 | 73 |  | Road barrier systems |  |  |  |  | 00 | 00 | 000 | 000 | 00.00.000
375 | Ss_25_16_73_03 | 25 | 16 | 73 | 03 | Acoustic barrier systems |  |  |  |  | 00 | 00 | 000 | 000 | 00.00.000
376 | Ss_25_16_73_26 | 25 | 16 | 73 | 26 | Environment protection screen systems |  |  |  |  | 00 | 00 | 000 | 000 | 00.00.000
377 | Ss_25_16_73_80 | 25 | 16 | 73 | 80 | Socket for temporary barrier systems |  |  |  |  | 00 | 00 | 000 | 000 | 00.00.000
378 | Ss_25_16_75 | 25 | 16 | 75 |  | Rock armour systems |  |  |  |  | 00 | 00 | 000 | 000 | 00.00.000
379 | Ss_25_16_76 | 25 | 16 | 76 |  | Rockfall barrier systems |  |  |  |  | 00 | 00 | 000 | 000 | 00.00.000
380 | Ss_25_16_80 | 25 | 16 | 80 |  | Sea wall systems |  |  |  |  | 00 | 00 | 000 | 000 | 00.00.000
381 | Ss_25_16_94 | 25 | 16 | 94 |  | Vehicle restraint systems |  |  |  |  | 00 | 00 | 000 | 000 | 00.00.000
382 | Ss_25_16_94_10 | 25 | 16 | 94 | 10 | Bollard systems |  |  |  |  | 00 | 00 | 000 | 000 | 00.00.000
383 | Ss_25_16_94_14 | 25 | 16 | 94 | 14 | Combined metal and concrete vehicle safety parapet systems |  |  |  |  | 00 | 00 | 000 | 000 | 00.00.000
384 | Ss_25_16_94_16 | 25 | 16 | 94 | 16 | Concrete safety barrier (CSB) systems |  |  |  |  | 00 | 00 | 000 | 000 | 00.00.000
385 | Ss_25_16_94_44 | 25 | 16 | 94 | 44 | Low-speed precast concrete safety parapet (PCONC) systems |  |  |  |  | 00 | 00 | 000 | 000 | 00.00.000
386 | Ss_25_16_94_46 | 25 | 16 | 94 | 46 | Low-speed masonry safety parapet (PMAS) systems |  |  |  |  | 00 | 00 | 000 | 000 | 00.00.000
387 | Ss_25_16_94_48 | 25 | 16 | 94 | 48 | Low-speed metal vehicle safety parapet systems |  |  |  |  | 00 | 00 | 000 | 000 | 00.00.000
388 | Ss_25_16_94_50 | 25 | 16 | 94 | 50 | Metal vehicle safety fence systems |  |  |  |  | 00 | 00 | 000 | 000 | 00.00.000
389 | Ss_25_16_94_65 | 25 | 16 | 94 | 65 | Protective rail systems |  |  |  |  | 00 | 00 | 000 | 000 | 00.00.000
390 | Ss_25_16_94_95 | 25 | 16 | 94 | 95 | Vehicle safety control systems |  |  |  |  | 00 | 00 | 000 | 000 | 00.00.000
391 | Ss_25_16_94_97 | 25 | 16 | 94 | 97 | Wire rope safety fence (WRSF) systems |  |  |  |  | 00 | 00 | 000 | 000 | 00.00.000
392 | Ss_25_17 | 25 | 17 |  |  | Dam and levee structure systems | Construction Costs (CC) | Substructure | Earth-retaining structures |  | 2 | 02 | 070 | 000 | 2.02.070
392 | Ss_25_17 | 25 | 17 |  |  | Dam and levee structure systems | Renewal Costs (RC) | Substructure | Earth-retaining structures |  | 3 | 02 | 070 | 000 | 3.02.070
392 | Ss_25_17 | 25 | 17 |  |  | Dam and levee structure systems | Maintenance Costs (MC) | Substructure | Earth-retaining structures |  | 5 | 02 | 070 | 000 | 5.02.070
393 | Ss_25_17_05 | 25 | 17 | 05 |  | Arch dam systems | Construction Costs (CC) | Substructure | Earth-retaining structures |  | 2 | 02 | 070 | 000 | 2.02.070
393 | Ss_25_17_05 | 25 | 17 | 05 |  | Arch dam systems | Renewal Costs (RC) | Substructure | Earth-retaining structures |  | 3 | 02 | 070 | 000 | 3.02.070
393 | Ss_25_17_05 | 25 | 17 | 05 |  | Arch dam systems | Maintenance Costs (MC) | Substructure | Earth-retaining structures |  | 5 | 02 | 070 | 000 | 5.02.070
394 | Ss_25_17_10 | 25 | 17 | 10 |  | Buttress dam systems | Construction Costs (CC) | Substructure | Earth-retaining structures |  | 2 | 02 | 070 | 000 | 2.02.070
394 | Ss_25_17_10 | 25 | 17 | 10 |  | Buttress dam systems | Renewal Costs (RC) | Substructure | Earth-retaining structures |  | 3 | 02 | 070 | 000 | 3.02.070
394 | Ss_25_17_10 | 25 | 17 | 10 |  | Buttress dam systems | Maintenance Costs (MC) | Substructure | Earth-retaining structures |  | 5 | 02 | 070 | 000 | 5.02.070
395 | Ss_25_17_25 | 25 | 17 | 25 |  | Embankment dam and levee systems | Construction Costs (CC) | Substructure | Earth-retaining structures |  | 2 | 02 | 070 | 000 | 2.02.070
395 | Ss_25_17_25 | 25 | 17 | 25 |  | Embankment dam and levee systems | Renewal Costs (RC) | Substructure | Earth-retaining structures |  | 3 | 02 | 070 | 000 | 3.02.070
395 | Ss_25_17_25 | 25 | 17 | 25 |  | Embankment dam and levee systems | Maintenance Costs (MC) | Substructure | Earth-retaining structures |  | 5 | 02 | 070 | 000 | 5.02.070
396 | Ss_25_17_35 | 25 | 17 | 35 |  | Gravity dam systems | Construction Costs (CC) | Substructure | Earth-retaining structures |  | 2 | 02 | 070 | 000 | 2.02.070
396 | Ss_25_17_35 | 25 | 17 | 35 |  | Gravity dam systems | Renewal Costs (RC) | Substructure | Earth-retaining structures |  | 3 | 02 | 070 | 000 | 3.02.070
396 | Ss_25_17_35 | 25 | 17 | 35 |  | Gravity dam systems | Maintenance Costs (MC) | Substructure | Earth-retaining structures |  | 5 | 02 | 070 | 000 | 5.02.070
397 | Ss_25_20 | 25 | 20 |  |  | Wall cladding systems |  |  |  |  | 00 | 00 | 000 | 000 | 00.00.000
398 | Ss_25_20_08 | 25 | 20 | 08 |  | Board cladding systems |  |  |  |  | 00 | 00 | 000 | 000 | 00.00.000
399 | Ss_25_20_08_95 | 25 | 20 | 08 | 95 | Weatherboarding systems |  |  |  |  | 00 | 00 | 000 | 000 | 00.00.000
400 | Ss_25_20_14 | 25 | 20 | 14 |  | Composite panel cladding systems |  |  |  |  | 00 | 00 | 000 | 000 | 00.00.000
401 | Ss_25_20_14_10 | 25 | 20 | 14 | 10 | Built up metal insulating sandwich panel cladding systems |  |  |  |  | 00 | 00 | 000 | 000 | 00.00.000
402 | Ss_25_20_14_52 | 25 | 20 | 14 | 52 | Metal composite panel cladding systems |  |  |  |  | 00 | 00 | 000 | 000 | 00.00.000
403 | Ss_25_20_14_54 | 25 | 20 | 14 | 54 | Metal insulating sandwich panel cladding systems |  |  |  |  | 00 | 00 | 000 | 000 | 00.00.000
404 | Ss_25_20_14_55 | 25 | 20 | 14 | 55 | Metal semi-composite panel cladding systems |  |  |  |  | 00 | 00 | 000 | 000 | 00.00.000
405 | Ss_25_20_15 | 25 | 20 | 15 |  | Concrete cladding systems |  |  |  |  | 00 | 00 | 000 | 000 | 00.00.000
406 | Ss_25_20_15_16 | 25 | 20 | 15 | 16 | Concrete panel cladding systems |  |  |  |  | 00 | 00 | 000 | 000 | 00.00.000
407 | Ss_25_20_33 | 25 | 20 | 33 |  | Glass fibre reinforced concrete (GRC) cladding systems |  |  |  |  | 00 | 00 | 000 | 000 | 00.00.000
408 | Ss_25_20_33_35 | 25 | 20 | 33 | 35 | GRC cladding systems |  |  |  |  | 00 | 00 | 000 | 000 | 00.00.000
409 | Ss_25_20_34 | 25 | 20 | 34 |  | Glass fibre reinforced gypsum (GRG) cladding systems |  |  |  |  | 00 | 00 | 000 | 000 | 00.00.000
410 | Ss_25_20_34_35 | 25 | 20 | 34 | 35 | GRG cladding systems |  |  |  |  | 00 | 00 | 000 | 000 | 00.00.000
411 | Ss_25_20_35 | 25 | 20 | 35 |  | Glass fibre reinforced plastics (GRP) cladding systems |  |  |  |  | 00 | 00 | 000 | 000 | 00.00.000
412 | Ss_25_20_35_35 | 25 | 20 | 35 | 35 | GRP cladding systems |  |  |  |  | 00 | 00 | 000 | 000 | 00.00.000
413 | Ss_25_20_50 | 25 | 20 | 50 |  | Metal sheet fully supported wall covering systems |  |  |  |  | 00 | 00 | 000 | 000 | 00.00.000
414 | Ss_25_20_50_05 | 25 | 20 | 50 | 05 | Aluminium sheet cladding systems |  |  |  |  | 00 | 00 | 000 | 000 | 00.00.000
415 | Ss_25_20_50_11 | 25 | 20 | 50 | 11 | Carbon steel sheet cladding systems |  |  |  |  | 00 | 00 | 000 | 000 | 00.00.000
416 | Ss_25_20_50_15 | 25 | 20 | 50 | 15 | Copper sheet cladding systems |  |  |  |  | 00 | 00 | 000 | 000 | 00.00.000
417 | Ss_25_20_50_45 | 25 | 20 | 50 | 45 | Lead sheet cladding systems |  |  |  |  | 00 | 00 | 000 | 000 | 00.00.000
418 | Ss_25_20_50_50 | 25 | 20 | 50 | 50 | Lead-wrapped panel cladding systems |  |  |  |  | 00 | 00 | 000 | 000 | 00.00.000
419 | Ss_25_20_50_85 | 25 | 20 | 50 | 85 | Stainless steel sheet cladding systems |  |  |  |  | 00 | 00 | 000 | 000 | 00.00.000
420 | Ss_25_20_50_95 | 25 | 20 | 50 | 95 | Zinc sheet cladding systems |  |  |  |  | 00 | 00 | 000 | 000 | 00.00.000
421 | Ss_25_20_60 | 25 | 20 | 60 |  | Panel and sheet cladding systems |  |  |  |  | 00 | 00 | 000 | 000 | 00.00.000
422 | Ss_25_20_68 | 25 | 20 | 68 |  | Profiled sheet cladding systems |  |  |  |  | 00 | 00 | 000 | 000 | 00.00.000
423 | Ss_25_20_68_30 | 25 | 20 | 68 | 30 | Fibre cement profiled sheet cladding systems |  |  |  |  | 00 | 00 | 000 | 000 | 00.00.000
424 | Ss_25_20_68_50 | 25 | 20 | 68 | 50 | Metal profiled sheet cladding systems |  |  |  |  | 00 | 00 | 000 | 000 | 00.00.000
425 | Ss_25_20_68_65 | 25 | 20 | 68 | 65 | Plastics profiled sheet cladding systems |  |  |  |  | 00 | 00 | 000 | 000 | 00.00.000
426 | Ss_25_20_70 | 25 | 20 | 70 |  | Rainscreen cladding systems |  |  |  |  | 00 | 00 | 000 | 000 | 00.00.000
427 | Ss_25_20_70_25 | 25 | 20 | 70 | 25 | Drained and back-ventilated rainscreen cladding systems |  |  |  |  | 00 | 00 | 000 | 000 | 00.00.000
428 | Ss_25_20_70_65 | 25 | 20 | 70 | 65 | Pressure equalized rainscreen cladding systems |  |  |  |  | 00 | 00 | 000 | 000 | 00.00.000
429 | Ss_25_20_72 | 25 | 20 | 72 |  | Sheet cladding systems |  |  |  |  | 00 | 00 | 000 | 000 | 00.00.000
430 | Ss_25_20_72_72 | 25 | 20 | 72 | 72 | Rigid sheet cladding systems |  |  |  |  | 00 | 00 | 000 | 000 | 00.00.000
431 | Ss_25_20_85 | 25 | 20 | 85 |  | Stone cladding systems |  |  |  |  | 00 | 00 | 000 | 000 | 00.00.000
432 | Ss_25_20_85_50 | 25 | 20 | 85 | 50 | Manufactured stone cladding systems |  |  |  |  | 00 | 00 | 000 | 000 | 00.00.000
433 | Ss_25_20_85_55 | 25 | 20 | 85 | 55 | Natural stone cladding systems |  |  |  |  | 00 | 00 | 000 | 000 | 00.00.000
434 | Ss_25_20_90 | 25 | 20 | 90 |  | Unit cladding systems |  |  |  |  | 00 | 00 | 000 | 000 | 00.00.000
435 | Ss_25_20_90_13 | 25 | 20 | 90 | 13 | Clay plain tile cladding systems |  |  |  |  | 00 | 00 | 000 | 000 | 00.00.000
436 | Ss_25_20_90_15 | 25 | 20 | 90 | 15 | Concrete plain tile cladding systems |  |  |  |  | 00 | 00 | 000 | 000 | 00.00.000
437 | Ss_25_20_90_30 | 25 | 20 | 90 | 30 | Fibre cement slate cladding systems |  |  |  |  | 00 | 00 | 000 | 000 | 00.00.000
438 | Ss_25_20_90_50 | 25 | 20 | 90 | 50 | Metal tile cladding systems |  |  |  |  | 00 | 00 | 000 | 000 | 00.00.000
439 | Ss_25_20_90_55 | 25 | 20 | 90 | 55 | Natural slate cladding systems |  |  |  |  | 00 | 00 | 000 | 000 | 00.00.000
440 | Ss_25_20_90_65 | 25 | 20 | 90 | 65 | Precast concrete cladding systems |  |  |  |  | 00 | 00 | 000 | 000 | 00.00.000
441 | Ss_25_20_90_95 | 25 | 20 | 90 | 95 | Wood shingle or shake cladding systems |  |  |  |  | 00 | 00 | 000 | 000 | 00.00.000
442 | Ss_25_25 | 25 | 25 |  |  | Wall lining systems |  |  |  |  | 00 | 00 | 000 | 000 | 00.00.000
443 | Ss_25_25_05 | 25 | 25 | 05 |  | Acoustic panel systems |  |  |  |  | 00 | 00 | 000 | 000 | 00.00.000
444 | Ss_25_25_45 | 25 | 25 | 45 |  | Lining and casing systems |  |  |  |  | 00 | 00 | 000 | 000 | 00.00.000
445 | Ss_25_25_45_25 | 25 | 25 | 45 | 25 | Duct and wall panel lining systems |  |  |  |  | 00 | 00 | 000 | 000 | 00.00.000
446 | Ss_25_25_45_33 | 25 | 25 | 45 | 33 | Gypsum board casing systems |  |  |  |  | 00 | 00 | 000 | 000 | 00.00.000
447 | Ss_25_25_45_35 | 25 | 25 | 45 | 35 | Gypsum board wall lining systems |  |  |  |  | 00 | 00 | 000 | 000 | 00.00.000
448 | Ss_25_25_45_50 | 25 | 25 | 45 | 50 | Metal framed wall lining systems |  |  |  |  | 00 | 00 | 000 | 000 | 00.00.000
449 | Ss_25_25_45_70 | 25 | 25 | 45 | 70 | Rigid sheet wall lining and casing systems |  |  |  |  | 00 | 00 | 000 | 000 | 00.00.000
450 | Ss_25_25_45_88 | 25 | 25 | 45 | 88 | Timber board casing systems |  |  |  |  | 00 | 00 | 000 | 000 | 00.00.000
451 | Ss_25_25_45_90 | 25 | 25 | 45 | 90 | Timber board wall lining systems |  |  |  |  | 00 | 00 | 000 | 000 | 00.00.000
452 | Ss_25_25_70 | 25 | 25 | 70 |  | Radiation shielding lining systems |  |  |  |  | 00 | 00 | 000 | 000 | 00.00.000
453 | Ss_25_25_75 | 25 | 25 | 75 |  | Rigid sheet fine lining and panelling systems |  |  |  |  | 00 | 00 | 000 | 000 | 00.00.000
454 | Ss_25_25_75_05 | 25 | 25 | 75 | 05 | Acoustic panel lining systems |  |  |  |  | 00 | 00 | 000 | 000 | 00.00.000
455 | Ss_25_25_75_30 | 25 | 25 | 75 | 30 | Framed wood panel lining systems |  |  |  |  | 00 | 00 | 000 | 000 | 00.00.000
456 | Ss_25_25_75_63 | 25 | 25 | 75 | 63 | Plastics panel lining systems |  |  |  |  | 00 | 00 | 000 | 000 | 00.00.000
457 | Ss_25_25_75_65 | 25 | 25 | 75 | 65 | Plastics veneered panel lining systems |  |  |  |  | 00 | 00 | 000 | 000 | 00.00.000
458 | Ss_25_25_75_85 | 25 | 25 | 75 | 85 | Specialist faced panel lining systems |  |  |  |  | 00 | 00 | 000 | 000 | 00.00.000
459 | Ss_25_25_75_95 | 25 | 25 | 75 | 95 | Wood veneered panel lining systems |  |  |  |  | 00 | 00 | 000 | 000 | 00.00.000
460 | Ss_25_25_85 | 25 | 25 | 85 |  | Stone lining systems |  |  |  |  | 00 | 00 | 000 | 000 | 00.00.000
461 | Ss_25_25_85_50 | 25 | 25 | 85 | 50 | Manufactured stone lining systems |  |  |  |  | 00 | 00 | 000 | 000 | 00.00.000
462 | Ss_25_25_85_55 | 25 | 25 | 85 | 55 | Natural stone lining systems |  |  |  |  | 00 | 00 | 000 | 000 | 00.00.000
463 | Ss_25_25_95 | 25 | 25 | 95 |  | Wall sheathing systems |  |  |  |  | 00 | 00 | 000 | 000 | 00.00.000
464 | Ss_25_25_95_28 | 25 | 25 | 95 | 28 | External wall sheathing systems |  |  |  |  | 00 | 00 | 000 | 000 | 00.00.000
465 | Ss_25_30 | 25 | 30 |  |  | Door and window systems |  |  |  |  | 00 | 00 | 000 | 000 | 00.00.000
466 | Ss_25_30_15 | 25 | 30 | 15 |  | Concrete wall glazing systems |  |  |  |  | 00 | 00 | 000 | 000 | 00.00.000
467 | Ss_25_30_15_66 | 25 | 30 | 15 | 66 | Precast concrete security window systems |  |  |  |  | 00 | 00 | 000 | 000 | 00.00.000
468 | Ss_25_30_20 | 25 | 30 | 20 |  | Door, shutter and hatch systems |  |  |  |  | 00 | 00 | 000 | 000 | 00.00.000
469 | Ss_25_30_20_16 | 25 | 30 | 20 | 16 | Collapsible gate and grille doorset systems |  |  |  |  | 00 | 00 | 000 | 000 | 00.00.000
470 | Ss_25_30_20_22 | 25 | 30 | 20 | 22 | Door assembly systems |  |  |  |  | 00 | 00 | 000 | 000 | 00.00.000
471 | Ss_25_30_20_25 | 25 | 30 | 20 | 25 | Doorset systems |  |  |  |  | 00 | 00 | 000 | 000 | 00.00.000
472 | Ss_25_30_20_30 | 25 | 30 | 20 | 30 | Frame and door leaf systems |  |  |  |  | 00 | 00 | 000 | 000 | 00.00.000
473 | Ss_25_30_20_32 | 25 | 30 | 20 | 32 | Frameless glass door systems |  |  |  |  | 00 | 00 | 000 | 000 | 00.00.000
474 | Ss_25_30_20_35 | 25 | 30 | 20 | 35 | Hatch systems |  |  |  |  | 00 | 00 | 000 | 000 | 00.00.000
475 | Ss_25_30_20_37 | 25 | 30 | 20 | 37 | High security doorset systems |  |  |  |  | 00 | 00 | 000 | 000 | 00.00.000
476 | Ss_25_30_20_38 | 25 | 30 | 20 | 38 | High speed doorset systems |  |  |  |  | 00 | 00 | 000 | 000 | 00.00.000
477 | Ss_25_30_20_39 | 25 | 30 | 20 | 39 | Hinged doorset systems |  |  |  |  | 00 | 00 | 000 | 000 | 00.00.000
478 | Ss_25_30_20_40 | 25 | 30 | 20 | 40 | Industrial doorset systems |  |  |  |  | 00 | 00 | 000 | 000 | 00.00.000
479 | Ss_25_30_20_45 | 25 | 30 | 20 | 45 | Loading bay doorset systems |  |  |  |  | 00 | 00 | 000 | 000 | 00.00.000
480 | Ss_25_30_20_46 | 25 | 30 | 20 | 46 | Louvre doorset systems |  |  |  |  | 00 | 00 | 000 | 000 | 00.00.000
481 | Ss_25_30_20_62 | 25 | 30 | 20 | 62 | Pivot doorset systems |  |  |  |  | 00 | 00 | 000 | 000 | 00.00.000
482 | Ss_25_30_20_70 | 25 | 30 | 20 | 70 | Revolving doorset systems |  |  |  |  | 00 | 00 | 000 | 000 | 00.00.000
483 | Ss_25_30_20_73 | 25 | 30 | 20 | 73 | Roller grille doorset systems |  |  |  |  | 00 | 00 | 000 | 000 | 00.00.000
484 | Ss_25_30_20_74 | 25 | 30 | 20 | 74 | Roller shutter doorset systems |  |  |  |  | 00 | 00 | 000 | 000 | 00.00.000
485 | Ss_25_30_20_76 | 25 | 30 | 20 | 76 | Sectional overhead doorset systems |  |  |  |  | 00 | 00 | 000 | 000 | 00.00.000
486 | Ss_25_30_20_77 | 25 | 30 | 20 | 77 | Sliding doorset systems |  |  |  |  | 00 | 00 | 000 | 000 | 00.00.000
487 | Ss_25_30_20_78 | 25 | 30 | 20 | 78 | Sliding folding doorset systems |  |  |  |  | 00 | 00 | 000 | 000 | 00.00.000
488 | Ss_25_30_20_80 | 25 | 30 | 20 | 80 | Sliding stacking panel partition systems |  |  |  |  | 00 | 00 | 000 | 000 | 00.00.000
489 | Ss_25_30_20_84 | 25 | 30 | 20 | 84 | Strip curtain doorset systems |  |  |  |  | 00 | 00 | 000 | 000 | 00.00.000
490 | Ss_25_30_20_93 | 25 | 30 | 20 | 93 | Up and over doorset systems |  |  |  |  | 00 | 00 | 000 | 000 | 00.00.000
491 | Ss_25_30_29 | 25 | 30 | 29 |  | Fire and smoke curtain systems |  |  |  |  | 00 | 00 | 000 | 000 | 00.00.000
492 | Ss_25_30_29_38 | 25 | 30 | 29 | 38 | Horizontal fire curtain systems |  |  |  |  | 00 | 00 | 000 | 000 | 00.00.000
493 | Ss_25_30_29_39 | 25 | 30 | 29 | 39 | Horizontal smoke curtain systems |  |  |  |  | 00 | 00 | 000 | 000 | 00.00.000
494 | Ss_25_30_29_94 | 25 | 30 | 29 | 94 | Vertical fire curtain systems |  |  |  |  | 00 | 00 | 000 | 000 | 00.00.000
495 | Ss_25_30_29_95 | 25 | 30 | 29 | 95 | Vertical smoke curtain systems |  |  |  |  | 00 | 00 | 000 | 000 | 00.00.000
496 | Ss_25_30_95 | 25 | 30 | 95 |  | Window systems |  |  |  |  | 00 | 00 | 000 | 000 | 00.00.000
497 | Ss_25_30_95_26 | 25 | 30 | 95 | 26 | External window systems |  |  |  |  | 00 | 00 | 000 | 000 | 00.00.000
498 | Ss_25_30_95_41 | 25 | 30 | 95 | 41 | Internal window systems |  |  |  |  | 00 | 00 | 000 | 000 | 00.00.000
499 | Ss_25_30_95_96 | 25 | 30 | 95 | 96 | Window walling systems |  |  |  |  | 00 | 00 | 000 | 000 | 00.00.000
500 | Ss_25_32 | 25 | 32 |  |  | Gate access systems |  |  |  |  | 00 | 00 | 000 | 000 | 00.00.000
501 | Ss_25_32_35 | 25 | 32 | 35 |  | Gate systems |  |  |  |  | 00 | 00 | 000 | 000 | 00.00.000
502 | Ss_25_32_35_05 | 25 | 32 | 35 | 05 | Animal gate systems |  |  |  |  | 00 | 00 | 000 | 000 | 00.00.000
503 | Ss_25_32_35_15 | 25 | 32 | 35 | 15 | Chicane systems |  |  |  |  | 00 | 00 | 000 | 000 | 00.00.000
504 | Ss_25_32_35_30 | 25 | 32 | 35 | 30 | Folding gate systems |  |  |  |  | 00 | 00 | 000 | 000 | 00.00.000
505 | Ss_25_32_35_37 | 25 | 32 | 35 | 37 | Hinged gate systems |  |  |  |  | 00 | 00 | 000 | 000 | 00.00.000
506 | Ss_25_32_35_41 | 25 | 32 | 35 | 41 | In-line inhibitor systems |  |  |  |  | 00 | 00 | 000 | 000 | 00.00.000
507 | Ss_25_32_35_45 | 25 | 32 | 35 | 45 | Kissing gate systems |  |  |  |  | 00 | 00 | 000 | 000 | 00.00.000
508 | Ss_25_32_35_80 | 25 | 32 | 35 | 80 | Sliding gate systems |  |  |  |  | 00 | 00 | 000 | 000 | 00.00.000
509 | Ss_25_32_35_85 | 25 | 32 | 35 | 85 | Stile systems |  |  |  |  | 00 | 00 | 000 | 000 | 00.00.000
510 | Ss_25_32_35_90 | 25 | 32 | 35 | 90 | Turnstile systems |  |  |  |  | 00 | 00 | 000 | 000 | 00.00.000
511 | Ss_25_32_60 | 25 | 32 | 60 |  | Pedestrian access point control barrier systems |  |  |  |  | 00 | 00 | 000 | 000 | 00.00.000
512 | Ss_25_34 | 25 | 34 |  |  | Operable pedestrian barrier systems |  |  |  |  | 00 | 00 | 000 | 000 | 00.00.000
513 | Ss_25_34_25 | 25 | 34 | 25 |  | External automated pedestrian barrier systems |  |  |  |  | 00 | 00 | 000 | 000 | 00.00.000
514 | Ss_25_34_30 | 25 | 34 | 30 |  | External manual pedestrian barrier systems |  |  |  |  | 00 | 00 | 000 | 000 | 00.00.000
515 | Ss_25_34_40 | 25 | 34 | 40 |  | Internal automated pedestrian barrier systems |  |  |  |  | 00 | 00 | 000 | 000 | 00.00.000
516 | Ss_25_34_43 | 25 | 34 | 43 |  | Internal manual pedestrian barrier systems |  |  |  |  | 00 | 00 | 000 | 000 | 00.00.000
517 | Ss_25_34_59 | 25 | 34 | 59 |  | Operable industrial safety barrier systems |  |  |  |  | 00 | 00 | 000 | 000 | 00.00.000
518 | Ss_25_34_60 | 25 | 34 | 60 |  | Passport control automated e-gate systems |  |  |  |  | 00 | 00 | 000 | 000 | 00.00.000
519 | Ss_25_34_60_26 | 25 | 34 | 60 | 26 | e-passport gate systems |  |  |  |  | 00 | 00 | 000 | 000 | 00.00.000
520 | Ss_25_34_60_60 | 25 | 34 | 60 | 60 | Passport gate systems |  |  |  |  | 00 | 00 | 000 | 000 | 00.00.000
521 | Ss_25_34_70 | 25 | 34 | 70 |  | Railway platform automated barrier systems |  |  |  |  | 00 | 00 | 000 | 000 | 00.00.000
522 | Ss_25_36 | 25 | 36 |  |  | Operable traffic barrier systems |  |  |  |  | 00 | 00 | 000 | 000 | 00.00.000
523 | Ss_25_36_24 | 25 | 36 | 24 |  | Dry dock automated gate systems |  |  |  |  | 00 | 00 | 000 | 000 | 00.00.000
524 | Ss_25_36_30 | 25 | 36 | 30 |  | Flood and storm surge barrier systems |  |  |  |  | 00 | 00 | 000 | 000 | 00.00.000
525 | Ss_25_36_30_30 | 25 | 36 | 30 | 30 | Flood gate systems |  |  |  |  | 00 | 00 | 000 | 000 | 00.00.000
526 | Ss_25_36_40 | 25 | 36 | 40 |  | Internal automated traffic barrier systems |  |  |  |  | 00 | 00 | 000 | 000 | 00.00.000
527 | Ss_25_36_42 | 25 | 36 | 42 |  | Internal manual traffic barrier systems |  |  |  |  | 00 | 00 | 000 | 000 | 00.00.000
528 | Ss_25_36_50 | 25 | 36 | 50 |  | Marina and sea gate automated systems |  |  |  |  | 00 | 00 | 000 | 000 | 00.00.000
529 | Ss_25_36_58 | 25 | 36 | 58 |  | Operable rail barrier systems |  |  |  |  | 00 | 00 | 000 | 000 | 00.00.000
530 | Ss_25_36_62 | 25 | 36 | 62 |  | Operable water barrier systems |  |  |  |  | 00 | 00 | 000 | 000 | 00.00.000
531 | Ss_25_36_64 | 25 | 36 | 64 |  | Operable bridge barrier systems |  |  |  |  | 00 | 00 | 000 | 000 | 00.00.000
532 | Ss_25_36_66 | 25 | 36 | 66 |  | Operable tunnel barrier systems |  |  |  |  | 00 | 00 | 000 | 000 | 00.00.000
533 | Ss_25_36_70 | 25 | 36 | 70 |  | Railway crossing systems |  |  |  |  | 00 | 00 | 000 | 000 | 00.00.000
534 | Ss_25_36_95 | 25 | 36 | 95 |  | Vehicle access point control systems |  |  |  |  | 00 | 00 | 000 | 000 | 00.00.000
535 | Ss_25_36_95_05 | 25 | 36 | 95 | 05 | Automated heavy-duty gate systems |  |  |  |  | 00 | 00 | 000 | 000 | 00.00.000
536 | Ss_25_36_95_35 | 25 | 36 | 95 | 35 | Heavy duty sliding beam barrier systems |  |  |  |  | 00 | 00 | 000 | 000 | 00.00.000
537 | Ss_25_36_95_36 | 25 | 36 | 95 | 36 | Height restrictor systems |  |  |  |  | 00 | 00 | 000 | 000 | 00.00.000
538 | Ss_25_36_95_38 | 25 | 36 | 95 | 38 | Horizontal swing gate systems |  |  |  |  | 00 | 00 | 000 | 000 | 00.00.000
539 | Ss_25_36_95_40 | 25 | 36 | 95 | 40 | Hydraulic ramp systems |  |  |  |  | 00 | 00 | 000 | 000 | 00.00.000
540 | Ss_25_36_95_50 | 25 | 36 | 95 | 50 | Movable bollard and car park post systems |  |  |  |  | 00 | 00 | 000 | 000 | 00.00.000
541 | Ss_25_36_95_70 | 25 | 36 | 95 | 70 | Rising arm barrier systems |  |  |  |  | 00 | 00 | 000 | 000 | 00.00.000
542 | Ss_25_36_95_72 | 25 | 36 | 95 | 72 | Rising bollard systems |  |  |  |  | 00 | 00 | 000 | 000 | 00.00.000
543 | Ss_25_36_95_85 | 25 | 36 | 95 | 85 | Static bollard systems |  |  |  |  | 00 | 00 | 000 | 000 | 00.00.000
544 | Ss_25_36_95_94 | 25 | 36 | 95 | 94 | Vehicle flow plate systems |  |  |  |  | 00 | 00 | 000 | 000 | 00.00.000
545 | Ss_25_36_95_96 | 25 | 36 | 95 | 96 | Vehicle stop systems |  |  |  |  | 00 | 00 | 000 | 000 | 00.00.000
546 | Ss_25_38 | 25 | 38 |  |  | Wall and barrier opening hardware systems |  |  |  |  | 00 | 00 | 000 | 000 | 00.00.000
547 | Ss_25_38_20 | 25 | 38 | 20 |  | Door, window and gate hardware systems |  |  |  |  | 00 | 00 | 000 | 000 | 00.00.000
548 | Ss_25_38_20_20 | 25 | 38 | 20 | 20 | Door hardware systems |  |  |  |  | 00 | 00 | 000 | 000 | 00.00.000
549 | Ss_25_38_20_30 | 25 | 38 | 20 | 30 | Garage door hardware systems |  |  |  |  | 00 | 00 | 000 | 000 | 00.00.000
550 | Ss_25_38_20_33 | 25 | 38 | 20 | 33 | Gate hardware systems |  |  |  |  | 00 | 00 | 000 | 000 | 00.00.000
551 | Ss_25_38_20_35 | 25 | 38 | 20 | 35 | Hatch hardware systems |  |  |  |  | 00 | 00 | 000 | 000 | 00.00.000
552 | Ss_25_38_20_70 | 25 | 38 | 20 | 70 | Relocatable partition hardware systems |  |  |  |  | 00 | 00 | 000 | 000 | 00.00.000
553 | Ss_25_38_20_80 | 25 | 38 | 20 | 80 | Shutter hardware systems |  |  |  |  | 00 | 00 | 000 | 000 | 00.00.000
554 | Ss_25_38_20_95 | 25 | 38 | 20 | 95 | Window hardware systems |  |  |  |  | 00 | 00 | 000 | 000 | 00.00.000
555 | Ss_25_45 | 25 | 45 |  |  | Wall covering and finish systems |  |  |  |  | 00 | 00 | 000 | 000 | 00.00.000
556 | Ss_25_45_02 | 25 | 45 | 02 |  | Acoustic covering systems |  |  |  |  | 00 | 00 | 000 | 000 | 00.00.000
557 | Ss_25_45_02_60 | 25 | 45 | 02 | 60 | Parge coat systems |  |  |  |  | 00 | 00 | 000 | 000 | 00.00.000
558 | Ss_25_45_25 | 25 | 45 | 25 |  | Drapery systems |  |  |  |  | 00 | 00 | 000 | 000 | 00.00.000
559 | Ss_25_45_70 | 25 | 45 | 70 |  | Render and roughcast coating systems |  |  |  |  | 00 | 00 | 000 | 000 | 00.00.000
560 | Ss_25_45_70_55 | 25 | 45 | 70 | 55 | Multicoat render systems |  |  |  |  | 00 | 00 | 000 | 000 | 00.00.000
561 | Ss_25_45_70_60 | 25 | 45 | 70 | 60 | One coat render systems |  |  |  |  | 00 | 00 | 000 | 000 | 00.00.000
562 | Ss_25_45_70_90 | 25 | 45 | 70 | 90 | Tiling and mosaic render substrate systems |  |  |  |  | 00 | 00 | 000 | 000 | 00.00.000
563 | Ss_25_45_72 | 25 | 45 | 72 |  | Rendered insulation systems |  |  |  |  | 00 | 00 | 000 | 000 | 00.00.000
564 | Ss_25_45_72_02 | 25 | 45 | 72 | 02 | Adhesive fixed external wall insulation systems |  |  |  |  | 00 | 00 | 000 | 000 | 00.00.000
565 | Ss_25_45_72_42 | 25 | 45 | 72 | 42 | Insulated plinth systems |  |  |  |  | 00 | 00 | 000 | 000 | 00.00.000
566 | Ss_25_45_72_70 | 25 | 45 | 72 | 70 | Rail fixed external wall insulation systems |  |  |  |  | 00 | 00 | 000 | 000 | 00.00.000
567 | Ss_25_45_74 | 25 | 45 | 74 |  | Rolled paper and fabric covering systems |  |  |  |  | 00 | 00 | 000 | 000 | 00.00.000
568 | Ss_25_45_74_70 | 25 | 45 | 74 | 70 | Rolled covering systems |  |  |  |  | 00 | 00 | 000 | 000 | 00.00.000
569 | Ss_25_45_85 | 25 | 45 | 85 |  | Sprayed coating systems |  |  |  |  | 00 | 00 | 000 | 000 | 00.00.000
570 | Ss_25_45_85_82 | 25 | 45 | 85 | 82 | Sprayed external monolithic coating systems |  |  |  |  | 00 | 00 | 000 | 000 | 00.00.000
571 | Ss_25_45_85_85 | 25 | 45 | 85 | 85 | Sprayed internal monolithic coating systems |  |  |  |  | 00 | 00 | 000 | 000 | 00.00.000
572 | Ss_25_45_86 | 25 | 45 | 86 |  | Suspended render systems |  |  |  |  | 00 | 00 | 000 | 000 | 00.00.000
573 | Ss_25_45_88 | 25 | 45 | 88 |  | Tiling systems |  |  |  |  | 00 | 00 | 000 | 000 | 00.00.000
574 | Ss_25_45_88_25 | 25 | 45 | 88 | 25 | External wall tiling systems |  |  |  |  | 00 | 00 | 000 | 000 | 00.00.000
575 | Ss_25_45_88_40 | 25 | 45 | 88 | 40 | Internal wall tiling systems |  |  |  |  | 00 | 00 | 000 | 000 | 00.00.000
576 | Ss_25_45_88_88 | 25 | 45 | 88 | 88 | Terrazzo wall tiling systems |  |  |  |  | 00 | 00 | 000 | 000 | 00.00.000
577 | Ss_25_45_88_90 | 25 | 45 | 88 | 90 | Tiling and mosaic mortar substrate systems |  |  |  |  | 00 | 00 | 000 | 000 | 00.00.000
578 | Ss_25_45_90 | 25 | 45 | 90 |  | Unit facing systems |  |  |  |  | 00 | 00 | 000 | 000 | 00.00.000
579 | Ss_25_50 | 25 | 50 |  |  | Wall mounted canopy and screen systems |  |  |  |  | 00 | 00 | 000 | 000 | 00.00.000
580 | Ss_25_50_05 | 25 | 50 | 05 |  | Awning systems |  |  |  |  | 00 | 00 | 000 | 000 | 00.00.000
581 | Ss_25_50_35 | 25 | 50 | 35 |  | Grille systems |  |  |  |  | 00 | 00 | 000 | 000 | 00.00.000
582 | Ss_25_50_45 | 25 | 50 | 45 |  | Louvre and shading systems |  |  |  |  | 00 | 00 | 000 | 000 | 00.00.000
583 | Ss_25_50_45_10 | 25 | 50 | 45 | 10 | Canopy systems |  |  |  |  | 00 | 00 | 000 | 000 | 00.00.000
584 | Ss_25_50_45_30 | 25 | 50 | 45 | 30 | Facade-aligned brise soleil systems |  |  |  |  | 00 | 00 | 000 | 000 | 00.00.000
585 | Ss_25_50_45_45 | 25 | 50 | 45 | 45 | Louvre screen systems |  |  |  |  | 00 | 00 | 000 | 000 | 00.00.000
586 | Ss_25_50_45_60 | 25 | 50 | 45 | 60 | Panellized louvre screen systems |  |  |  |  | 00 | 00 | 000 | 000 | 00.00.000
587 | Ss_25_50_45_65 | 25 | 50 | 45 | 65 | Projecting brise soleil systems |  |  |  |  | 00 | 00 | 000 | 000 | 00.00.000
588 | Ss_25_50_75 | 25 | 50 | 75 |  | Screen systems |  |  |  |  | 00 | 00 | 000 | 000 | 00.00.000
589 | Ss_25_50_80 | 25 | 50 | 80 |  | Shutter systems |  |  |  |  | 00 | 00 | 000 | 000 | 00.00.000
590 | Ss_25_60 | 25 | 60 |  |  | Wall and barrier accessory systems |  |  |  |  | 00 | 00 | 000 | 000 | 00.00.000
591 | Ss_25_60_10 | 25 | 60 | 10 |  | Cavity wall tie renewal and insertion systems |  |  |  |  | 00 | 00 | 000 | 000 | 00.00.000
592 | Ss_25_60_30 | 25 | 60 | 30 |  | Fire stopping systems |  |  |  |  | 00 | 00 | 000 | 000 | 00.00.000
593 | Ss_25_60_30_40 | 25 | 60 | 30 | 40 | Individual services penetrations fire stopping systems |  |  |  |  | 00 | 00 | 000 | 000 | 00.00.000
594 | Ss_25_60_30_45 | 25 | 60 | 30 | 45 | Linear gap fire stopping systems |  |  |  |  | 00 | 00 | 000 | 000 | 00.00.000
595 | Ss_25_60_30_48 | 25 | 60 | 30 | 48 | Loose fire stopping systems |  |  |  |  | 00 | 00 | 000 | 000 | 00.00.000
596 | Ss_25_60_30_55 | 25 | 60 | 30 | 55 | Multiple services penetrations fire stopping systems |  |  |  |  | 00 | 00 | 000 | 000 | 00.00.000
597 | Ss_25_60_30_62 | 25 | 60 | 30 | 62 | Pipe collar fire stopping systems |  |  |  |  | 00 | 00 | 000 | 000 | 00.00.000
598 | Ss_25_60_35 | 25 | 60 | 35 |  | Glazing systems |  |  |  |  | 00 | 00 | 000 | 000 | 00.00.000
599 | Ss_25_60_35_06 | 25 | 60 | 35 | 06 | Bead-fixed insulating glazing systems |  |  |  |  | 00 | 00 | 000 | 000 | 00.00.000
600 | Ss_25_60_35_08 | 25 | 60 | 35 | 08 | Bead-fixed single glazing systems |  |  |  |  | 00 | 00 | 000 | 000 | 00.00.000
601 | Ss_25_60_35_30 | 25 | 60 | 35 | 30 | Fire-resistant glazing systems |  |  |  |  | 00 | 00 | 000 | 000 | 00.00.000
602 | Ss_25_60_35_33 | 25 | 60 | 35 | 33 | Glazing film systems |  |  |  |  | 00 | 00 | 000 | 000 | 00.00.000
603 | Ss_25_60_35_35 | 25 | 60 | 35 | 35 | Groove-fixed single glazing systems |  |  |  |  | 00 | 00 | 000 | 000 | 00.00.000
604 | Ss_25_60_35_40 | 25 | 60 | 35 | 40 | Internal use bead and tape, groove or channel glazing systems |  |  |  |  | 00 | 00 | 000 | 000 | 00.00.000
605 | Ss_25_60_35_50 | 25 | 60 | 35 | 50 | Mirror glazing systems |  |  |  |  | 00 | 00 | 000 | 000 | 00.00.000
606 | Ss_25_60_35_65 | 25 | 60 | 35 | 65 | Putty-fronted single glazing systems |  |  |  |  | 00 | 00 | 000 | 000 | 00.00.000
607 | Ss_25_60_35_75 | 25 | 60 | 35 | 75 | Single-sided gasket glazing systems |  |  |  |  | 00 | 00 | 000 | 000 | 00.00.000
608 | Ss_25_60_35_85 | 25 | 60 | 35 | 85 | Structural zipper gasket glazing systems |  |  |  |  | 00 | 00 | 000 | 000 | 00.00.000
609 | Ss_25_60_35_95 | 25 | 60 | 35 | 95 | U-profiled glazing systems |  |  |  |  | 00 | 00 | 000 | 000 | 00.00.000
610 | Ss_25_60_50 | 25 | 60 | 50 |  | Metal sheet wall flashing and weathering systems |  |  |  |  | 00 | 00 | 000 | 000 | 00.00.000
611 | Ss_25_60_50_03 | 25 | 60 | 50 | 03 | Aluminium sheet flashing systems |  |  |  |  | 00 | 00 | 000 | 000 | 00.00.000
612 | Ss_25_60_50_04 | 25 | 60 | 50 | 04 | Aluminium sheet weathering systems |  |  |  |  | 00 | 00 | 000 | 000 | 00.00.000
613 | Ss_25_60_50_11 | 25 | 60 | 50 | 11 | Carbon steel wall flashing and weathering systems |  |  |  |  | 00 | 00 | 000 | 000 | 00.00.000
614 | Ss_25_60_50_14 | 25 | 60 | 50 | 14 | Copper sheet wall flashing and weathering systems |  |  |  |  | 00 | 00 | 000 | 000 | 00.00.000
615 | Ss_25_60_50_47 | 25 | 60 | 50 | 47 | Lead damp proof course systems |  |  |  |  | 00 | 00 | 000 | 000 | 00.00.000
616 | Ss_25_60_50_48 | 25 | 60 | 50 | 48 | Lead sheet wall flashing and weathering systems |  |  |  |  | 00 | 00 | 000 | 000 | 00.00.000
617 | Ss_25_60_50_49 | 25 | 60 | 50 | 49 | Lead sheet weathering systems |  |  |  |  | 00 | 00 | 000 | 000 | 00.00.000
618 | Ss_25_60_50_84 | 25 | 60 | 50 | 84 | Stainless steel sheet wall flashing and weathering systems |  |  |  |  | 00 | 00 | 000 | 000 | 00.00.000
619 | Ss_25_60_50_94 | 25 | 60 | 50 | 94 | Zinc sheet wall flashing and weathering systems |  |  |  |  | 00 | 00 | 000 | 000 | 00.00.000
620 | Ss_25_95 | 25 | 95 |  |  | Temporary wall and barrier systems |  |  |  |  | 00 | 00 | 000 | 000 | 00.00.000
621 | Ss_25_95_30 | 25 | 95 | 30 |  | Temporary flood barrier systems |  |  |  |  | 00 | 00 | 000 | 000 | 00.00.000
622 | Ss_25_95_60 | 25 | 95 | 60 |  | Temporary pedestrian barrier systems |  |  |  |  | 00 | 00 | 000 | 000 | 00.00.000
623 | Ss_25_95_70 | 25 | 95 | 70 |  | Temporary rail barrier systems |  |  |  |  | 00 | 00 | 000 | 000 | 00.00.000
624 | Ss_25_95_75 | 25 | 95 | 75 |  | Temporary road barrier systems |  |  |  |  | 00 | 00 | 000 | 000 | 00.00.000
625 | Ss_25_95_85 | 25 | 95 | 85 |  | Temporary traffic barrier systems |  |  |  |  | 00 | 00 | 000 | 000 | 00.00.000
626 | Ss_25_95_90 | 25 | 95 | 90 |  | Temporary water barrier systems |  |  |  |  | 00 | 00 | 000 | 000 | 00.00.000
627 | Ss_30 | 30 |  |  |  | Roof, floor and paving systems |  |  |  |  | 00 | 00 | 000 | 000 | 00.00.000
628 | Ss_30_10 | 30 | 10 |  |  | Pitched, arched and domed roof structure systems |  |  |  |  | 00 | 00 | 000 | 000 | 00.00.000
629 | Ss_30_10_30 | 30 | 10 | 30 |  | Framed roof structure systems |  |  |  |  | 00 | 00 | 000 | 000 | 00.00.000
630 | Ss_30_10_30_20 | 30 | 10 | 30 | 20 | Glazed unit roof framing systems |  |  |  |  | 00 | 00 | 000 | 000 | 00.00.000
631 | Ss_30_10_30_25 | 30 | 10 | 30 | 25 | Heavy steel roof framing systems |  |  |  |  | 00 | 00 | 000 | 000 | 00.00.000
632 | Ss_30_10_30_30 | 30 | 10 | 30 | 30 | Heavy steel roof space frame systems |  |  |  |  | 00 | 00 | 000 | 000 | 00.00.000
633 | Ss_30_10_30_35 | 30 | 10 | 30 | 35 | Heavy steel roof space truss systems |  |  |  |  | 00 | 00 | 000 | 000 | 00.00.000
634 | Ss_30_10_30_45 | 30 | 10 | 30 | 45 | Light steel roof framing systems |  |  |  |  | 00 | 00 | 000 | 000 | 00.00.000
635 | Ss_30_10_30_60 | 30 | 10 | 30 | 60 | Precast concrete roof structure systems |  |  |  |  | 00 | 00 | 000 | 000 | 00.00.000
636 | Ss_30_10_30_70 | 30 | 10 | 30 | 70 | Reinforced concrete roof framing systems |  |  |  |  | 00 | 00 | 000 | 000 | 00.00.000
637 | Ss_30_10_30_85 | 30 | 10 | 30 | 85 | Timber roof framing systems |  |  |  |  | 00 | 00 | 000 | 000 | 00.00.000
638 | Ss_30_10_50 | 30 | 10 | 50 |  | Monolithic roof structure systems |  |  |  |  | 00 | 00 | 000 | 000 | 00.00.000
639 | Ss_30_10_50_70 | 30 | 10 | 50 | 70 | Sprayed concrete roof systems |  |  |  |  | 00 | 00 | 000 | 000 | 00.00.000
640 | Ss_30_10_60 | 30 | 10 | 60 |  | Panel roof structure systems |  |  |  |  | 00 | 00 | 000 | 000 | 00.00.000
641 | Ss_30_10_90 | 30 | 10 | 90 |  | Unit roof structure systems |  |  |  |  | 00 | 00 | 000 | 000 | 00.00.000
642 | Ss_30_10_90_50 | 30 | 10 | 90 | 50 | Masonry roof systems |  |  |  |  | 00 | 00 | 000 | 000 | 00.00.000
643 | Ss_30_12 | 30 | 12 |  |  | Flat roof, floor and deck structure systems |  |  |  |  | 00 | 00 | 000 | 000 | 00.00.000
644 | Ss_30_12_05 | 30 | 12 | 05 |  | Beam and block floor systems |  |  |  |  | 00 | 00 | 000 | 000 | 00.00.000
645 | Ss_30_12_15 | 30 | 12 | 15 |  | Concrete plank floor systems |  |  |  |  | 00 | 00 | 000 | 000 | 00.00.000
646 | Ss_30_12_20 | 30 | 12 | 20 |  | Deck systems |  |  |  |  | 00 | 00 | 000 | 000 | 00.00.000
647 | Ss_30_12_30 | 30 | 12 | 30 |  | Flat roof and floor cassette structural insulated panel (SIP) systems |  |  |  |  | 00 | 00 | 000 | 000 | 00.00.000
648 | Ss_30_12_32 | 30 | 12 | 32 |  | Framed decking systems |  |  |  |  | 00 | 00 | 000 | 000 | 00.00.000
649 | Ss_30_12_33 | 30 | 12 | 33 |  | Framed floor systems |  |  |  |  | 00 | 00 | 000 | 000 | 00.00.000
650 | Ss_30_12_34 | 30 | 12 | 34 |  | Framed mezzanine systems |  |  |  |  | 00 | 00 | 000 | 000 | 00.00.000
651 | Ss_30_12_35 | 30 | 12 | 35 |  | Glass unit masonry floor systems |  |  |  |  | 00 | 00 | 000 | 000 | 00.00.000
652 | Ss_30_12_45 | 30 | 12 | 45 |  | Lift-up concrete plank floor systems |  |  |  |  | 00 | 00 | 000 | 000 | 00.00.000
653 | Ss_30_12_50 | 30 | 12 | 50 |  | Masonry (flat arch) floor systems |  |  |  |  | 00 | 00 | 000 | 000 | 00.00.000
654 | Ss_30_12_60 | 30 | 12 | 60 |  | Pier and jetty structure systems |  |  |  |  | 00 | 00 | 000 | 000 | 00.00.000
655 | Ss_30_12_64 | 30 | 12 | 64 |  | Platform systems |  |  |  |  | 00 | 00 | 000 | 000 | 00.00.000
656 | Ss_30_12_64_17 | 30 | 12 | 64 | 17 | Crosswall platform systems |  |  |  |  | 00 | 00 | 000 | 000 | 00.00.000
657 | Ss_30_12_64_30 | 30 | 12 | 64 | 30 | Front wall platform systems |  |  |  |  | 00 | 00 | 000 | 000 | 00.00.000
658 | Ss_30_12_64_53 | 30 | 12 | 64 | 53 | Modular platform systems |  |  |  |  | 00 | 00 | 000 | 000 | 00.00.000
659 | Ss_30_12_85 | 30 | 12 | 85 |  | Structural deck systems |  |  |  |  | 00 | 00 | 000 | 000 | 00.00.000
660 | Ss_30_12_85_15 | 30 | 12 | 85 | 15 | Composite concrete floor, roof or balcony deck systems |  |  |  |  | 00 | 00 | 000 | 000 | 00.00.000
661 | Ss_30_12_85_16 | 30 | 12 | 85 | 16 | Composite steel and concrete floor, roof or balcony deck systems |  |  |  |  | 00 | 00 | 000 | 000 | 00.00.000
662 | Ss_30_12_85_17 | 30 | 12 | 85 | 17 | Concrete beam and block floor or roof deck systems |  |  |  |  | 00 | 00 | 000 | 000 | 00.00.000
663 | Ss_30_12_85_18 | 30 | 12 | 85 | 18 | Concrete floor or roof deck systems |  |  |  |  | 00 | 00 | 000 | 000 | 00.00.000
664 | Ss_30_12_85_30 | 30 | 12 | 85 | 30 | Glazed unit floor or roof deck systems |  |  |  |  | 00 | 00 | 000 | 000 | 00.00.000
665 | Ss_30_12_85_40 | 30 | 12 | 85 | 40 | Heavy steel floor, roof or balcony deck systems |  |  |  |  | 00 | 00 | 000 | 000 | 00.00.000
666 | Ss_30_12_85_50 | 30 | 12 | 85 | 50 | Light steel floor, roof or balcony deck systems |  |  |  |  | 00 | 00 | 000 | 000 | 00.00.000
667 | Ss_30_12_85_65 | 30 | 12 | 85 | 65 | Post tensioned concrete floor or roof deck systems |  |  |  |  | 00 | 00 | 000 | 000 | 00.00.000
668 | Ss_30_12_85_70 | 30 | 12 | 85 | 70 | Reinforced concrete floor, roof or balcony deck systems |  |  |  |  | 00 | 00 | 000 | 000 | 00.00.000
669 | Ss_30_12_85_90 | 30 | 12 | 85 | 90 | Timber floor, roof or balcony deck systems |  |  |  |  | 00 | 00 | 000 | 000 | 00.00.000
670 | Ss_30_14 | 30 | 14 |  |  | Paving systems | Construction Costs (CC) | Structure | Pavement |  | 2 | 03 | 070 | 000 | 2.03.070
670 | Ss_30_14 | 30 | 14 |  |  | Paving systems | Renewal Costs (RC) | Structure | Pavement |  | 3 | 03 | 070 | 000 | 3.03.070
670 | Ss_30_14 | 30 | 14 |  |  | Paving systems | Maintenance Costs (MC) | Structure | Pavement |  | 5 | 03 | 070 | 000 | 5.03.070
671 | Ss_30_14_02 | 30 | 14 | 02 |  | Acrylic and resin bound aggregate paving systems | Construction Costs (CC) | Structure | Pavement |  | 2 | 03 | 070 | 000 | 2.03.070
671 | Ss_30_14_02 | 30 | 14 | 02 |  | Acrylic and resin bound aggregate paving systems | Renewal Costs (RC) | Structure | Pavement |  | 3 | 03 | 070 | 000 | 3.03.070
671 | Ss_30_14_02 | 30 | 14 | 02 |  | Acrylic and resin bound aggregate paving systems | Maintenance Costs (MC) | Structure | Pavement |  | 5 | 03 | 070 | 000 | 5.03.070
672 | Ss_30_14_02_30 | 30 | 14 | 02 | 30 | Fibre-reinforced resin-bound aggregate overlay systems | Construction Costs (CC) | Structure | Pavement |  | 2 | 03 | 070 | 000 | 2.03.070
672 | Ss_30_14_02_30 | 30 | 14 | 02 | 30 | Fibre-reinforced resin-bound aggregate overlay systems | Renewal Costs (RC) | Structure | Pavement |  | 3 | 03 | 070 | 000 | 3.03.070
672 | Ss_30_14_02_30 | 30 | 14 | 02 | 30 | Fibre-reinforced resin-bound aggregate overlay systems | Maintenance Costs (MC) | Structure | Pavement |  | 5 | 03 | 070 | 000 | 5.03.070
673 | Ss_30_14_02_41 | 30 | 14 | 02 | 41 | Impact absorbing synthetic play and sport paving systems | Construction Costs (CC) | Structure | Pavement |  | 2 | 03 | 070 | 000 | 2.03.070
673 | Ss_30_14_02_41 | 30 | 14 | 02 | 41 | Impact absorbing synthetic play and sport paving systems | Renewal Costs (RC) | Structure | Pavement |  | 3 | 03 | 070 | 000 | 3.03.070
673 | Ss_30_14_02_41 | 30 | 14 | 02 | 41 | Impact absorbing synthetic play and sport paving systems | Maintenance Costs (MC) | Structure | Pavement |  | 5 | 03 | 070 | 000 | 5.03.070
674 | Ss_30_14_02_42 | 30 | 14 | 02 | 42 | Impervious acrylic coated sports paving systems | Construction Costs (CC) | Structure | Pavement |  | 2 | 03 | 070 | 000 | 2.03.070
674 | Ss_30_14_02_42 | 30 | 14 | 02 | 42 | Impervious acrylic coated sports paving systems | Renewal Costs (RC) | Structure | Pavement |  | 3 | 03 | 070 | 000 | 3.03.070
674 | Ss_30_14_02_42 | 30 | 14 | 02 | 42 | Impervious acrylic coated sports paving systems | Maintenance Costs (MC) | Structure | Pavement |  | 5 | 03 | 070 | 000 | 5.03.070
675 | Ss_30_14_02_70 | 30 | 14 | 02 | 70 | Resin-bonded aggregate paving systems | Construction Costs (CC) | Structure | Pavement |  | 2 | 03 | 070 | 000 | 2.03.070
675 | Ss_30_14_02_70 | 30 | 14 | 02 | 70 | Resin-bonded aggregate paving systems | Renewal Costs (RC) | Structure | Pavement |  | 3 | 03 | 070 | 000 | 3.03.070
675 | Ss_30_14_02_70 | 30 | 14 | 02 | 70 | Resin-bonded aggregate paving systems | Maintenance Costs (MC) | Structure | Pavement |  | 5 | 03 | 070 | 000 | 5.03.070
676 | Ss_30_14_02_71 | 30 | 14 | 02 | 71 | Resin-bound aggregate light duty paving systems | Construction Costs (CC) | Structure | Pavement |  | 2 | 03 | 070 | 000 | 2.03.070
676 | Ss_30_14_02_71 | 30 | 14 | 02 | 71 | Resin-bound aggregate light duty paving systems | Renewal Costs (RC) | Structure | Pavement |  | 3 | 03 | 070 | 000 | 3.03.070
676 | Ss_30_14_02_71 | 30 | 14 | 02 | 71 | Resin-bound aggregate light duty paving systems | Maintenance Costs (MC) | Structure | Pavement |  | 5 | 03 | 070 | 000 | 5.03.070
677 | Ss_30_14_02_72 | 30 | 14 | 02 | 72 | Resin-bound aggregate heavy duty paving systems | Construction Costs (CC) | Structure | Pavement |  | 2 | 03 | 070 | 000 | 2.03.070
677 | Ss_30_14_02_72 | 30 | 14 | 02 | 72 | Resin-bound aggregate heavy duty paving systems | Renewal Costs (RC) | Structure | Pavement |  | 3 | 03 | 070 | 000 | 3.03.070
677 | Ss_30_14_02_72 | 30 | 14 | 02 | 72 | Resin-bound aggregate heavy duty paving systems | Maintenance Costs (MC) | Structure | Pavement |  | 5 | 03 | 070 | 000 | 5.03.070
678 | Ss_30_14_02_73 | 30 | 14 | 02 | 73 | Resin-bound aggregate overlay systems | Construction Costs (CC) | Structure | Pavement |  | 2 | 03 | 070 | 000 | 2.03.070
678 | Ss_30_14_02_73 | 30 | 14 | 02 | 73 | Resin-bound aggregate overlay systems | Renewal Costs (RC) | Structure | Pavement |  | 3 | 03 | 070 | 000 | 3.03.070
678 | Ss_30_14_02_73 | 30 | 14 | 02 | 73 | Resin-bound aggregate overlay systems | Maintenance Costs (MC) | Structure | Pavement |  | 5 | 03 | 070 | 000 | 5.03.070
679 | Ss_30_14_02_74 | 30 | 14 | 02 | 74 | Resin-bound stone aggregate sports paving systems | Construction Costs (CC) | Structure | Pavement |  | 2 | 03 | 070 | 000 | 2.03.070
679 | Ss_30_14_02_74 | 30 | 14 | 02 | 74 | Resin-bound stone aggregate sports paving systems | Renewal Costs (RC) | Structure | Pavement |  | 3 | 03 | 070 | 000 | 3.03.070
679 | Ss_30_14_02_74 | 30 | 14 | 02 | 74 | Resin-bound stone aggregate sports paving systems | Maintenance Costs (MC) | Structure | Pavement |  | 5 | 03 | 070 | 000 | 5.03.070
680 | Ss_30_14_02_85 | 30 | 14 | 02 | 85 | Synthetic play surfacing systems | Construction Costs (CC) | Structure | Pavement |  | 2 | 03 | 070 | 000 | 2.03.070
680 | Ss_30_14_02_85 | 30 | 14 | 02 | 85 | Synthetic play surfacing systems | Renewal Costs (RC) | Structure | Pavement |  | 3 | 03 | 070 | 000 | 3.03.070
680 | Ss_30_14_02_85 | 30 | 14 | 02 | 85 | Synthetic play surfacing systems | Maintenance Costs (MC) | Structure | Pavement |  | 5 | 03 | 070 | 000 | 5.03.070
681 | Ss_30_14_05 | 30 | 14 | 05 |  | Asphalt road and paving systems | Construction Costs (CC) | Structure | Pavement |  | 2 | 03 | 070 | 000 | 2.03.070
681 | Ss_30_14_05 | 30 | 14 | 05 |  | Asphalt road and paving systems | Renewal Costs (RC) | Structure | Pavement |  | 3 | 03 | 070 | 000 | 3.03.070
681 | Ss_30_14_05 | 30 | 14 | 05 |  | Asphalt road and paving systems | Maintenance Costs (MC) | Structure | Pavement |  | 5 | 03 | 070 | 000 | 5.03.070
682 | Ss_30_14_05_05 | 30 | 14 | 05 | 05 | Asphalt concrete light duty paving systems | Construction Costs (CC) | Structure | Pavement |  | 2 | 03 | 070 | 000 | 2.03.070
682 | Ss_30_14_05_05 | 30 | 14 | 05 | 05 | Asphalt concrete light duty paving systems | Renewal Costs (RC) | Structure | Pavement |  | 3 | 03 | 070 | 000 | 3.03.070
682 | Ss_30_14_05_05 | 30 | 14 | 05 | 05 | Asphalt concrete light duty paving systems | Maintenance Costs (MC) | Structure | Pavement |  | 5 | 03 | 070 | 000 | 5.03.070
683 | Ss_30_14_05_06 | 30 | 14 | 05 | 06 | Asphalt concrete paving systems | Construction Costs (CC) | Structure | Pavement |  | 2 | 03 | 070 | 000 | 2.03.070
683 | Ss_30_14_05_06 | 30 | 14 | 05 | 06 | Asphalt concrete paving systems | Renewal Costs (RC) | Structure | Pavement |  | 3 | 03 | 070 | 000 | 3.03.070
683 | Ss_30_14_05_06 | 30 | 14 | 05 | 06 | Asphalt concrete paving systems | Maintenance Costs (MC) | Structure | Pavement |  | 5 | 03 | 070 | 000 | 5.03.070
684 | Ss_30_14_05_07 | 30 | 14 | 05 | 07 | Asphalt concrete runway paving systems | Construction Costs (CC) | Structure | Pavement |  | 2 | 03 | 070 | 000 | 2.03.070
684 | Ss_30_14_05_07 | 30 | 14 | 05 | 07 | Asphalt concrete runway paving systems | Renewal Costs (RC) | Structure | Pavement |  | 3 | 03 | 070 | 000 | 3.03.070
684 | Ss_30_14_05_07 | 30 | 14 | 05 | 07 | Asphalt concrete runway paving systems | Maintenance Costs (MC) | Structure | Pavement |  | 5 | 03 | 070 | 000 | 5.03.070
685 | Ss_30_14_05_08 | 30 | 14 | 05 | 08 | Asphalt concrete surface overlay systems | Construction Costs (CC) | Structure | Pavement |  | 2 | 03 | 070 | 000 | 2.03.070
685 | Ss_30_14_05_08 | 30 | 14 | 05 | 08 | Asphalt concrete surface overlay systems | Renewal Costs (RC) | Structure | Pavement |  | 3 | 03 | 070 | 000 | 3.03.070
685 | Ss_30_14_05_08 | 30 | 14 | 05 | 08 | Asphalt concrete surface overlay systems | Maintenance Costs (MC) | Structure | Pavement |  | 5 | 03 | 070 | 000 | 5.03.070
686 | Ss_30_14_05_35 | 30 | 14 | 05 | 35 | Hot rolled asphalt paving systems | Construction Costs (CC) | Structure | Pavement |  | 2 | 03 | 070 | 000 | 2.03.070
686 | Ss_30_14_05_35 | 30 | 14 | 05 | 35 | Hot rolled asphalt paving systems | Renewal Costs (RC) | Structure | Pavement |  | 3 | 03 | 070 | 000 | 3.03.070
686 | Ss_30_14_05_35 | 30 | 14 | 05 | 35 | Hot rolled asphalt paving systems | Maintenance Costs (MC) | Structure | Pavement |  | 5 | 03 | 070 | 000 | 5.03.070
687 | Ss_30_14_05_36 | 30 | 14 | 05 | 36 | Hot rolled asphalt runway paving systems | Construction Costs (CC) | Structure | Pavement |  | 2 | 03 | 070 | 000 | 2.03.070
687 | Ss_30_14_05_36 | 30 | 14 | 05 | 36 | Hot rolled asphalt runway paving systems | Renewal Costs (RC) | Structure | Pavement |  | 3 | 03 | 070 | 000 | 3.03.070
687 | Ss_30_14_05_36 | 30 | 14 | 05 | 36 | Hot rolled asphalt runway paving systems | Maintenance Costs (MC) | Structure | Pavement |  | 5 | 03 | 070 | 000 | 5.03.070
688 | Ss_30_14_05_40 | 30 | 14 | 05 | 40 | Hot rolled asphalt sports paving systems | Construction Costs (CC) | Structure | Pavement |  | 2 | 03 | 070 | 000 | 2.03.070
688 | Ss_30_14_05_40 | 30 | 14 | 05 | 40 | Hot rolled asphalt sports paving systems | Renewal Costs (RC) | Structure | Pavement |  | 3 | 03 | 070 | 000 | 3.03.070
688 | Ss_30_14_05_40 | 30 | 14 | 05 | 40 | Hot rolled asphalt sports paving systems | Maintenance Costs (MC) | Structure | Pavement |  | 5 | 03 | 070 | 000 | 5.03.070
689 | Ss_30_14_05_50 | 30 | 14 | 05 | 50 | Mastic asphalt pedestrian paving systems | Construction Costs (CC) | Structure | Pavement |  | 2 | 03 | 070 | 000 | 2.03.070
689 | Ss_30_14_05_50 | 30 | 14 | 05 | 50 | Mastic asphalt pedestrian paving systems | Renewal Costs (RC) | Structure | Pavement |  | 3 | 03 | 070 | 000 | 3.03.070
689 | Ss_30_14_05_50 | 30 | 14 | 05 | 50 | Mastic asphalt pedestrian paving systems | Maintenance Costs (MC) | Structure | Pavement |  | 5 | 03 | 070 | 000 | 5.03.070
690 | Ss_30_14_05_65 | 30 | 14 | 05 | 65 | Porous asphalt concrete paving systems | Construction Costs (CC) | Structure | Pavement |  | 2 | 03 | 070 | 000 | 2.03.070
690 | Ss_30_14_05_65 | 30 | 14 | 05 | 65 | Porous asphalt concrete paving systems | Renewal Costs (RC) | Structure | Pavement |  | 3 | 03 | 070 | 000 | 3.03.070
690 | Ss_30_14_05_65 | 30 | 14 | 05 | 65 | Porous asphalt concrete paving systems | Maintenance Costs (MC) | Structure | Pavement |  | 5 | 03 | 070 | 000 | 5.03.070
691 | Ss_30_14_05_70 | 30 | 14 | 05 | 70 | Porous asphalt concrete sports paving systems | Construction Costs (CC) | Structure | Pavement |  | 2 | 03 | 070 | 000 | 2.03.070
691 | Ss_30_14_05_70 | 30 | 14 | 05 | 70 | Porous asphalt concrete sports paving systems | Renewal Costs (RC) | Structure | Pavement |  | 3 | 03 | 070 | 000 | 3.03.070
691 | Ss_30_14_05_70 | 30 | 14 | 05 | 70 | Porous asphalt concrete sports paving systems | Maintenance Costs (MC) | Structure | Pavement |  | 5 | 03 | 070 | 000 | 5.03.070
692 | Ss_30_14_05_75 | 30 | 14 | 05 | 75 | Stone mastic asphalt paving systems | Construction Costs (CC) | Structure | Pavement |  | 2 | 03 | 070 | 000 | 2.03.070
692 | Ss_30_14_05_75 | 30 | 14 | 05 | 75 | Stone mastic asphalt paving systems | Renewal Costs (RC) | Structure | Pavement |  | 3 | 03 | 070 | 000 | 3.03.070
692 | Ss_30_14_05_75 | 30 | 14 | 05 | 75 | Stone mastic asphalt paving systems | Maintenance Costs (MC) | Structure | Pavement |  | 5 | 03 | 070 | 000 | 5.03.070
693 | Ss_30_14_15 | 30 | 14 | 15 |  | Concrete road and paving systems | Construction Costs (CC) | Structure | Pavement |  | 2 | 03 | 070 | 000 | 2.03.070
693 | Ss_30_14_15 | 30 | 14 | 15 |  | Concrete road and paving systems | Renewal Costs (RC) | Structure | Pavement |  | 3 | 03 | 070 | 000 | 3.03.070
693 | Ss_30_14_15 | 30 | 14 | 15 |  | Concrete road and paving systems | Maintenance Costs (MC) | Structure | Pavement |  | 5 | 03 | 070 | 000 | 5.03.070
694 | Ss_30_14_15_14 | 30 | 14 | 15 | 14 | Concrete grass-filled paving systems | Construction Costs (CC) | Structure | Pavement |  | 2 | 03 | 070 | 000 | 2.03.070
694 | Ss_30_14_15_14 | 30 | 14 | 15 | 14 | Concrete grass-filled paving systems | Renewal Costs (RC) | Structure | Pavement |  | 3 | 03 | 070 | 000 | 3.03.070
694 | Ss_30_14_15_14 | 30 | 14 | 15 | 14 | Concrete grass-filled paving systems | Maintenance Costs (MC) | Structure | Pavement |  | 5 | 03 | 070 | 000 | 5.03.070
695 | Ss_30_14_15_16 | 30 | 14 | 15 | 16 | Concrete paving systems | Construction Costs (CC) | Structure | Pavement |  | 2 | 03 | 070 | 000 | 2.03.070
695 | Ss_30_14_15_16 | 30 | 14 | 15 | 16 | Concrete paving systems | Renewal Costs (RC) | Structure | Pavement |  | 3 | 03 | 070 | 000 | 3.03.070
695 | Ss_30_14_15_16 | 30 | 14 | 15 | 16 | Concrete paving systems | Maintenance Costs (MC) | Structure | Pavement |  | 5 | 03 | 070 | 000 | 5.03.070
696 | Ss_30_14_15_17 | 30 | 14 | 15 | 17 | Concrete porous paving systems | Construction Costs (CC) | Structure | Pavement |  | 2 | 03 | 070 | 000 | 2.03.070
696 | Ss_30_14_15_17 | 30 | 14 | 15 | 17 | Concrete porous paving systems | Renewal Costs (RC) | Structure | Pavement |  | 3 | 03 | 070 | 000 | 3.03.070
696 | Ss_30_14_15_17 | 30 | 14 | 15 | 17 | Concrete porous paving systems | Maintenance Costs (MC) | Structure | Pavement |  | 5 | 03 | 070 | 000 | 5.03.070
697 | Ss_30_14_15_18 | 30 | 14 | 15 | 18 | Concrete runway paving systems | Construction Costs (CC) | Structure | Pavement |  | 2 | 03 | 070 | 000 | 2.03.070
697 | Ss_30_14_15_18 | 30 | 14 | 15 | 18 | Concrete runway paving systems | Renewal Costs (RC) | Structure | Pavement |  | 3 | 03 | 070 | 000 | 3.03.070
697 | Ss_30_14_15_18 | 30 | 14 | 15 | 18 | Concrete runway paving systems | Maintenance Costs (MC) | Structure | Pavement |  | 5 | 03 | 070 | 000 | 5.03.070
698 | Ss_30_14_50 | 30 | 14 | 50 |  | Mat and sheet paving systems | Construction Costs (CC) | Structure | Pavement |  | 2 | 03 | 070 | 000 | 2.03.070
698 | Ss_30_14_50 | 30 | 14 | 50 |  | Mat and sheet paving systems | Renewal Costs (RC) | Structure | Pavement |  | 3 | 03 | 070 | 000 | 3.03.070
698 | Ss_30_14_50 | 30 | 14 | 50 |  | Mat and sheet paving systems | Maintenance Costs (MC) | Structure | Pavement |  | 5 | 03 | 070 | 000 | 5.03.070
699 | Ss_30_14_50_25 | 30 | 14 | 50 | 25 | Dry ski slope synthetic matting systems | Construction Costs (CC) | Structure | Pavement |  | 2 | 03 | 070 | 000 | 2.03.070
699 | Ss_30_14_50_25 | 30 | 14 | 50 | 25 | Dry ski slope synthetic matting systems | Renewal Costs (RC) | Structure | Pavement |  | 3 | 03 | 070 | 000 | 3.03.070
699 | Ss_30_14_50_25 | 30 | 14 | 50 | 25 | Dry ski slope synthetic matting systems | Maintenance Costs (MC) | Structure | Pavement |  | 5 | 03 | 070 | 000 | 5.03.070
700 | Ss_30_14_50_65 | 30 | 14 | 50 | 65 | Polymeric sports paving systems | Construction Costs (CC) | Structure | Pavement |  | 2 | 03 | 070 | 000 | 2.03.070
700 | Ss_30_14_50_65 | 30 | 14 | 50 | 65 | Polymeric sports paving systems | Renewal Costs (RC) | Structure | Pavement |  | 3 | 03 | 070 | 000 | 3.03.070
700 | Ss_30_14_50_65 | 30 | 14 | 50 | 65 | Polymeric sports paving systems | Maintenance Costs (MC) | Structure | Pavement |  | 5 | 03 | 070 | 000 | 5.03.070
701 | Ss_30_14_50_80 | 30 | 14 | 50 | 80 | Synthetic grass surfacing systems | Construction Costs (CC) | Structure | Pavement |  | 2 | 03 | 070 | 000 | 2.03.070
701 | Ss_30_14_50_80 | 30 | 14 | 50 | 80 | Synthetic grass surfacing systems | Renewal Costs (RC) | Structure | Pavement |  | 3 | 03 | 070 | 000 | 3.03.070
701 | Ss_30_14_50_80 | 30 | 14 | 50 | 80 | Synthetic grass surfacing systems | Maintenance Costs (MC) | Structure | Pavement |  | 5 | 03 | 070 | 000 | 5.03.070
702 | Ss_30_14_80 | 30 | 14 | 80 |  | Unbound aggregate paving systems | Construction Costs (CC) | Structure | Pavement |  | 2 | 03 | 070 | 000 | 2.03.070
702 | Ss_30_14_80 | 30 | 14 | 80 |  | Unbound aggregate paving systems | Renewal Costs (RC) | Structure | Pavement |  | 3 | 03 | 070 | 000 | 3.03.070
702 | Ss_30_14_80 | 30 | 14 | 80 |  | Unbound aggregate paving systems | Maintenance Costs (MC) | Structure | Pavement |  | 5 | 03 | 070 | 000 | 5.03.070
703 | Ss_30_14_80_30 | 30 | 14 | 80 | 30 | Fast dry clay sports paving systems | Construction Costs (CC) | Structure | Pavement |  | 2 | 03 | 070 | 000 | 2.03.070
703 | Ss_30_14_80_30 | 30 | 14 | 80 | 30 | Fast dry clay sports paving systems | Renewal Costs (RC) | Structure | Pavement |  | 3 | 03 | 070 | 000 | 3.03.070
703 | Ss_30_14_80_30 | 30 | 14 | 80 | 30 | Fast dry clay sports paving systems | Maintenance Costs (MC) | Structure | Pavement |  | 5 | 03 | 070 | 000 | 5.03.070
704 | Ss_30_14_80_37 | 30 | 14 | 80 | 37 | Hoggin paving systems | Construction Costs (CC) | Structure | Pavement |  | 2 | 03 | 070 | 000 | 2.03.070
704 | Ss_30_14_80_37 | 30 | 14 | 80 | 37 | Hoggin paving systems | Renewal Costs (RC) | Structure | Pavement |  | 3 | 03 | 070 | 000 | 3.03.070
704 | Ss_30_14_80_37 | 30 | 14 | 80 | 37 | Hoggin paving systems | Maintenance Costs (MC) | Structure | Pavement |  | 5 | 03 | 070 | 000 | 5.03.070
705 | Ss_30_14_80_40 | 30 | 14 | 80 | 40 | Hard binding gravel paving systems | Construction Costs (CC) | Structure | Pavement |  | 2 | 03 | 070 | 000 | 2.03.070
705 | Ss_30_14_80_40 | 30 | 14 | 80 | 40 | Hard binding gravel paving systems | Renewal Costs (RC) | Structure | Pavement |  | 3 | 03 | 070 | 000 | 3.03.070
705 | Ss_30_14_80_40 | 30 | 14 | 80 | 40 | Hard binding gravel paving systems | Maintenance Costs (MC) | Structure | Pavement |  | 5 | 03 | 070 | 000 | 5.03.070
706 | Ss_30_14_80_45 | 30 | 14 | 80 | 45 | Loose laid aggregate paving systems | Construction Costs (CC) | Structure | Pavement |  | 2 | 03 | 070 | 000 | 2.03.070
706 | Ss_30_14_80_45 | 30 | 14 | 80 | 45 | Loose laid aggregate paving systems | Renewal Costs (RC) | Structure | Pavement |  | 3 | 03 | 070 | 000 | 3.03.070
706 | Ss_30_14_80_45 | 30 | 14 | 80 | 45 | Loose laid aggregate paving systems | Maintenance Costs (MC) | Structure | Pavement |  | 5 | 03 | 070 | 000 | 5.03.070
707 | Ss_30_14_80_47 | 30 | 14 | 80 | 47 | Loose aggregate overlay systems | Construction Costs (CC) | Structure | Pavement |  | 2 | 03 | 070 | 000 | 2.03.070
707 | Ss_30_14_80_47 | 30 | 14 | 80 | 47 | Loose aggregate overlay systems | Renewal Costs (RC) | Structure | Pavement |  | 3 | 03 | 070 | 000 | 3.03.070
707 | Ss_30_14_80_47 | 30 | 14 | 80 | 47 | Loose aggregate overlay systems | Maintenance Costs (MC) | Structure | Pavement |  | 5 | 03 | 070 | 000 | 5.03.070
708 | Ss_30_14_80_48 | 30 | 14 | 80 | 48 | Loose gravel paving systems | Construction Costs (CC) | Structure | Pavement |  | 2 | 03 | 070 | 000 | 2.03.070
708 | Ss_30_14_80_48 | 30 | 14 | 80 | 48 | Loose gravel paving systems | Renewal Costs (RC) | Structure | Pavement |  | 3 | 03 | 070 | 000 | 3.03.070
708 | Ss_30_14_80_48 | 30 | 14 | 80 | 48 | Loose gravel paving systems | Maintenance Costs (MC) | Structure | Pavement |  | 5 | 03 | 070 | 000 | 5.03.070
709 | Ss_30_14_80_75 | 30 | 14 | 80 | 75 | Sand play surfacing systems | Construction Costs (CC) | Structure | Pavement |  | 2 | 03 | 070 | 000 | 2.03.070
709 | Ss_30_14_80_75 | 30 | 14 | 80 | 75 | Sand play surfacing systems | Renewal Costs (RC) | Structure | Pavement |  | 3 | 03 | 070 | 000 | 3.03.070
709 | Ss_30_14_80_75 | 30 | 14 | 80 | 75 | Sand play surfacing systems | Maintenance Costs (MC) | Structure | Pavement |  | 5 | 03 | 070 | 000 | 5.03.070
710 | Ss_30_14_80_80 | 30 | 14 | 80 | 80 | Slurry surfacing overlay systems | Construction Costs (CC) | Structure | Pavement |  | 2 | 03 | 070 | 000 | 2.03.070
710 | Ss_30_14_80_80 | 30 | 14 | 80 | 80 | Slurry surfacing overlay systems | Renewal Costs (RC) | Structure | Pavement |  | 3 | 03 | 070 | 000 | 3.03.070
710 | Ss_30_14_80_80 | 30 | 14 | 80 | 80 | Slurry surfacing overlay systems | Maintenance Costs (MC) | Structure | Pavement |  | 5 | 03 | 070 | 000 | 5.03.070
711 | Ss_30_14_80_90 | 30 | 14 | 80 | 90 | Unbound aggregate cycle paving systems | Construction Costs (CC) | Structure | Pavement |  | 2 | 03 | 070 | 000 | 2.03.070
711 | Ss_30_14_80_90 | 30 | 14 | 80 | 90 | Unbound aggregate cycle paving systems | Renewal Costs (RC) | Structure | Pavement |  | 3 | 03 | 070 | 000 | 3.03.070
711 | Ss_30_14_80_90 | 30 | 14 | 80 | 90 | Unbound aggregate cycle paving systems | Maintenance Costs (MC) | Structure | Pavement |  | 5 | 03 | 070 | 000 | 5.03.070
712 | Ss_30_14_80_95 | 30 | 14 | 80 | 95 | Woodchip and stone trim trail paving systems | Construction Costs (CC) | Structure | Pavement |  | 2 | 03 | 070 | 000 | 2.03.070
712 | Ss_30_14_80_95 | 30 | 14 | 80 | 95 | Woodchip and stone trim trail paving systems | Renewal Costs (RC) | Structure | Pavement |  | 3 | 03 | 070 | 000 | 3.03.070
712 | Ss_30_14_80_95 | 30 | 14 | 80 | 95 | Woodchip and stone trim trail paving systems | Maintenance Costs (MC) | Structure | Pavement |  | 5 | 03 | 070 | 000 | 5.03.070
713 | Ss_30_14_80_98 | 30 | 14 | 80 | 98 | Woodchip and woodfibre surface paving systems | Construction Costs (CC) | Structure | Pavement |  | 2 | 03 | 070 | 000 | 2.03.070
713 | Ss_30_14_80_98 | 30 | 14 | 80 | 98 | Woodchip and woodfibre surface paving systems | Renewal Costs (RC) | Structure | Pavement |  | 3 | 03 | 070 | 000 | 3.03.070
713 | Ss_30_14_80_98 | 30 | 14 | 80 | 98 | Woodchip and woodfibre surface paving systems | Maintenance Costs (MC) | Structure | Pavement |  | 5 | 03 | 070 | 000 | 5.03.070
714 | Ss_30_14_90 | 30 | 14 | 90 |  | Unit paving systems | Construction Costs (CC) | Structure | Pavement |  | 2 | 03 | 070 | 000 | 2.03.070
714 | Ss_30_14_90 | 30 | 14 | 90 |  | Unit paving systems | Renewal Costs (RC) | Structure | Pavement |  | 3 | 03 | 070 | 000 | 3.03.070
714 | Ss_30_14_90 | 30 | 14 | 90 |  | Unit paving systems | Maintenance Costs (MC) | Structure | Pavement |  | 5 | 03 | 070 | 000 | 5.03.070
715 | Ss_30_14_90_11 | 30 | 14 | 90 | 11 | Cellular plastics grass-filled paving systems | Construction Costs (CC) | Structure | Pavement |  | 2 | 03 | 070 | 000 | 2.03.070
715 | Ss_30_14_90_11 | 30 | 14 | 90 | 11 | Cellular plastics grass-filled paving systems | Renewal Costs (RC) | Structure | Pavement |  | 3 | 03 | 070 | 000 | 3.03.070
715 | Ss_30_14_90_11 | 30 | 14 | 90 | 11 | Cellular plastics grass-filled paving systems | Maintenance Costs (MC) | Structure | Pavement |  | 5 | 03 | 070 | 000 | 5.03.070
716 | Ss_30_14_90_12 | 30 | 14 | 90 | 12 | Cellular plastics gravel-filled paving systems | Construction Costs (CC) | Structure | Pavement |  | 2 | 03 | 070 | 000 | 2.03.070
716 | Ss_30_14_90_12 | 30 | 14 | 90 | 12 | Cellular plastics gravel-filled paving systems | Renewal Costs (RC) | Structure | Pavement |  | 3 | 03 | 070 | 000 | 3.03.070
716 | Ss_30_14_90_12 | 30 | 14 | 90 | 12 | Cellular plastics gravel-filled paving systems | Maintenance Costs (MC) | Structure | Pavement |  | 5 | 03 | 070 | 000 | 5.03.070
717 | Ss_30_14_90_30 | 30 | 14 | 90 | 30 | Flag and slab bound paving systems | Construction Costs (CC) | Structure | Pavement |  | 2 | 03 | 070 | 000 | 2.03.070
717 | Ss_30_14_90_30 | 30 | 14 | 90 | 30 | Flag and slab bound paving systems | Renewal Costs (RC) | Structure | Pavement |  | 3 | 03 | 070 | 000 | 3.03.070
717 | Ss_30_14_90_30 | 30 | 14 | 90 | 30 | Flag and slab bound paving systems | Maintenance Costs (MC) | Structure | Pavement |  | 5 | 03 | 070 | 000 | 5.03.070
718 | Ss_30_14_90_32 | 30 | 14 | 90 | 32 | Flag and slab paving overlay systems | Construction Costs (CC) | Structure | Pavement |  | 2 | 03 | 070 | 000 | 2.03.070
718 | Ss_30_14_90_32 | 30 | 14 | 90 | 32 | Flag and slab paving overlay systems | Renewal Costs (RC) | Structure | Pavement |  | 3 | 03 | 070 | 000 | 3.03.070
718 | Ss_30_14_90_32 | 30 | 14 | 90 | 32 | Flag and slab paving overlay systems | Maintenance Costs (MC) | Structure | Pavement |  | 5 | 03 | 070 | 000 | 5.03.070
719 | Ss_30_14_90_34 | 30 | 14 | 90 | 34 | Flag and slab pedestal-supported paving systems | Construction Costs (CC) | Structure | Pavement |  | 2 | 03 | 070 | 000 | 2.03.070
719 | Ss_30_14_90_34 | 30 | 14 | 90 | 34 | Flag and slab pedestal-supported paving systems | Renewal Costs (RC) | Structure | Pavement |  | 3 | 03 | 070 | 000 | 3.03.070
719 | Ss_30_14_90_34 | 30 | 14 | 90 | 34 | Flag and slab pedestal-supported paving systems | Maintenance Costs (MC) | Structure | Pavement |  | 5 | 03 | 070 | 000 | 5.03.070
720 | Ss_30_14_90_36 | 30 | 14 | 90 | 36 | Flag and slab unbound paving systems | Construction Costs (CC) | Structure | Pavement |  | 2 | 03 | 070 | 000 | 2.03.070
720 | Ss_30_14_90_36 | 30 | 14 | 90 | 36 | Flag and slab unbound paving systems | Renewal Costs (RC) | Structure | Pavement |  | 3 | 03 | 070 | 000 | 3.03.070
720 | Ss_30_14_90_36 | 30 | 14 | 90 | 36 | Flag and slab unbound paving systems | Maintenance Costs (MC) | Structure | Pavement |  | 5 | 03 | 070 | 000 | 5.03.070
721 | Ss_30_14_90_50 | 30 | 14 | 90 | 50 | Mosaic paving systems | Construction Costs (CC) | Structure | Pavement |  | 2 | 03 | 070 | 000 | 2.03.070
721 | Ss_30_14_90_50 | 30 | 14 | 90 | 50 | Mosaic paving systems | Renewal Costs (RC) | Structure | Pavement |  | 3 | 03 | 070 | 000 | 3.03.070
721 | Ss_30_14_90_50 | 30 | 14 | 90 | 50 | Mosaic paving systems | Maintenance Costs (MC) | Structure | Pavement |  | 5 | 03 | 070 | 000 | 5.03.070
722 | Ss_30_14_90_60 | 30 | 14 | 90 | 60 | Permeable flag and slab paving systems | Construction Costs (CC) | Structure | Pavement |  | 2 | 03 | 070 | 000 | 2.03.070
722 | Ss_30_14_90_60 | 30 | 14 | 90 | 60 | Permeable flag and slab paving systems | Renewal Costs (RC) | Structure | Pavement |  | 3 | 03 | 070 | 000 | 3.03.070
722 | Ss_30_14_90_60 | 30 | 14 | 90 | 60 | Permeable flag and slab paving systems | Maintenance Costs (MC) | Structure | Pavement |  | 5 | 03 | 070 | 000 | 5.03.070
723 | Ss_30_14_90_62 | 30 | 14 | 90 | 62 | Permeable small unit paving systems | Construction Costs (CC) | Structure | Pavement |  | 2 | 03 | 070 | 000 | 2.03.070
723 | Ss_30_14_90_62 | 30 | 14 | 90 | 62 | Permeable small unit paving systems | Renewal Costs (RC) | Structure | Pavement |  | 3 | 03 | 070 | 000 | 3.03.070
723 | Ss_30_14_90_62 | 30 | 14 | 90 | 62 | Permeable small unit paving systems | Maintenance Costs (MC) | Structure | Pavement |  | 5 | 03 | 070 | 000 | 5.03.070
724 | Ss_30_14_90_70 | 30 | 14 | 90 | 70 | Rail track paving systems | Construction Costs (CC) | Structure | Pavement |  | 2 | 03 | 070 | 000 | 2.03.070
724 | Ss_30_14_90_70 | 30 | 14 | 90 | 70 | Rail track paving systems | Renewal Costs (RC) | Structure | Pavement |  | 3 | 03 | 070 | 000 | 3.03.070
724 | Ss_30_14_90_70 | 30 | 14 | 90 | 70 | Rail track paving systems | Maintenance Costs (MC) | Structure | Pavement |  | 5 | 03 | 070 | 000 | 5.03.070
725 | Ss_30_14_90_75 | 30 | 14 | 90 | 75 | Small unit bound paving systems | Construction Costs (CC) | Structure | Pavement |  | 2 | 03 | 070 | 000 | 2.03.070
725 | Ss_30_14_90_75 | 30 | 14 | 90 | 75 | Small unit bound paving systems | Renewal Costs (RC) | Structure | Pavement |  | 3 | 03 | 070 | 000 | 3.03.070
725 | Ss_30_14_90_75 | 30 | 14 | 90 | 75 | Small unit bound paving systems | Maintenance Costs (MC) | Structure | Pavement |  | 5 | 03 | 070 | 000 | 5.03.070
726 | Ss_30_14_90_80 | 30 | 14 | 90 | 80 | Small unit paving overlay systems | Construction Costs (CC) | Structure | Pavement |  | 2 | 03 | 070 | 000 | 2.03.070
726 | Ss_30_14_90_80 | 30 | 14 | 90 | 80 | Small unit paving overlay systems | Renewal Costs (RC) | Structure | Pavement |  | 3 | 03 | 070 | 000 | 3.03.070
726 | Ss_30_14_90_80 | 30 | 14 | 90 | 80 | Small unit paving overlay systems | Maintenance Costs (MC) | Structure | Pavement |  | 5 | 03 | 070 | 000 | 5.03.070
727 | Ss_30_14_90_85 | 30 | 14 | 90 | 85 | Small unit unbound paving systems | Construction Costs (CC) | Structure | Pavement |  | 2 | 03 | 070 | 000 | 2.03.070
727 | Ss_30_14_90_85 | 30 | 14 | 90 | 85 | Small unit unbound paving systems | Renewal Costs (RC) | Structure | Pavement |  | 3 | 03 | 070 | 000 | 3.03.070
727 | Ss_30_14_90_85 | 30 | 14 | 90 | 85 | Small unit unbound paving systems | Maintenance Costs (MC) | Structure | Pavement |  | 5 | 03 | 070 | 000 | 5.03.070
728 | Ss_30_16 | 30 | 16 |  |  | Static bridge deck structure systems | Construction Costs (CC) | Structure | Decks |  | 2 | 03 | 030 | 000 | 2.03.030
728 | Ss_30_16 | 30 | 16 |  |  | Static bridge deck structure systems | Renewal Costs (RC) | Structure | Decks |  | 3 | 03 | 030 | 000 | 3.03.030
728 | Ss_30_16 | 30 | 16 |  |  | Static bridge deck structure systems | Maintenance Costs (MC) | Structure | Decks |  | 5 | 03 | 030 | 000 | 5.03.030
729 | Ss_30_16_10 | 30 | 16 | 10 |  | Bridge deck systems | Construction Costs (CC) | Structure | Decks |  | 2 | 03 | 030 | 000 | 2.03.030
729 | Ss_30_16_10 | 30 | 16 | 10 |  | Bridge deck systems | Renewal Costs (RC) | Structure | Decks |  | 3 | 03 | 030 | 000 | 3.03.030
729 | Ss_30_16_10 | 30 | 16 | 10 |  | Bridge deck systems | Maintenance Costs (MC) | Structure | Decks |  | 5 | 03 | 030 | 000 | 5.03.030
730 | Ss_30_16_10_08 | 30 | 16 | 10 | 08 | Box girder bridge deck systems | Construction Costs (CC) | Structure | Decks |  | 2 | 03 | 030 | 000 | 2.03.030
730 | Ss_30_16_10_08 | 30 | 16 | 10 | 08 | Box girder bridge deck systems | Renewal Costs (RC) | Structure | Decks |  | 3 | 03 | 030 | 000 | 3.03.030
730 | Ss_30_16_10_08 | 30 | 16 | 10 | 08 | Box girder bridge deck systems | Maintenance Costs (MC) | Structure | Decks |  | 5 | 03 | 030 | 000 | 5.03.030
731 | Ss_30_16_10_12 | 30 | 16 | 10 | 12 | Composite steel and concrete bridge deck systems | Construction Costs (CC) | Structure | Decks |  | 2 | 03 | 030 | 000 | 2.03.030
731 | Ss_30_16_10_12 | 30 | 16 | 10 | 12 | Composite steel and concrete bridge deck systems | Renewal Costs (RC) | Structure | Decks |  | 3 | 03 | 030 | 000 | 3.03.030
731 | Ss_30_16_10_12 | 30 | 16 | 10 | 12 | Composite steel and concrete bridge deck systems | Maintenance Costs (MC) | Structure | Decks |  | 5 | 03 | 030 | 000 | 5.03.030
732 | Ss_30_16_10_13 | 30 | 16 | 10 | 13 | Conarch bridge systems | Construction Costs (CC) | Structure | Decks |  | 2 | 03 | 030 | 000 | 2.03.030
732 | Ss_30_16_10_13 | 30 | 16 | 10 | 13 | Conarch bridge systems | Renewal Costs (RC) | Structure | Decks |  | 3 | 03 | 030 | 000 | 3.03.030
732 | Ss_30_16_10_13 | 30 | 16 | 10 | 13 | Conarch bridge systems | Maintenance Costs (MC) | Structure | Decks |  | 5 | 03 | 030 | 000 | 5.03.030
733 | Ss_30_16_10_15 | 30 | 16 | 10 | 15 | Concrete half through deck systems | Construction Costs (CC) | Structure | Decks |  | 2 | 03 | 030 | 000 | 2.03.030
733 | Ss_30_16_10_15 | 30 | 16 | 10 | 15 | Concrete half through deck systems | Renewal Costs (RC) | Structure | Decks |  | 3 | 03 | 030 | 000 | 3.03.030
733 | Ss_30_16_10_15 | 30 | 16 | 10 | 15 | Concrete half through deck systems | Maintenance Costs (MC) | Structure | Decks |  | 5 | 03 | 030 | 000 | 5.03.030
734 | Ss_30_16_10_16 | 30 | 16 | 10 | 16 | Concrete slab deck systems | Construction Costs (CC) | Structure | Decks |  | 2 | 03 | 030 | 000 | 2.03.030
734 | Ss_30_16_10_16 | 30 | 16 | 10 | 16 | Concrete slab deck systems | Renewal Costs (RC) | Structure | Decks |  | 3 | 03 | 030 | 000 | 3.03.030
734 | Ss_30_16_10_16 | 30 | 16 | 10 | 16 | Concrete slab deck systems | Maintenance Costs (MC) | Structure | Decks |  | 5 | 03 | 030 | 000 | 5.03.030
735 | Ss_30_16_10_30 | 30 | 16 | 10 | 30 | Filler beam deck systems | Construction Costs (CC) | Structure | Decks |  | 2 | 03 | 030 | 000 | 2.03.030
735 | Ss_30_16_10_30 | 30 | 16 | 10 | 30 | Filler beam deck systems | Renewal Costs (RC) | Structure | Decks |  | 3 | 03 | 030 | 000 | 3.03.030
735 | Ss_30_16_10_30 | 30 | 16 | 10 | 30 | Filler beam deck systems | Maintenance Costs (MC) | Structure | Decks |  | 5 | 03 | 030 | 000 | 5.03.030
736 | Ss_30_16_10_31 | 30 | 16 | 10 | 31 | Flat and stepped deck systems | Construction Costs (CC) | Structure | Decks |  | 2 | 03 | 030 | 000 | 2.03.030
736 | Ss_30_16_10_31 | 30 | 16 | 10 | 31 | Flat and stepped deck systems | Renewal Costs (RC) | Structure | Decks |  | 3 | 03 | 030 | 000 | 3.03.030
736 | Ss_30_16_10_31 | 30 | 16 | 10 | 31 | Flat and stepped deck systems | Maintenance Costs (MC) | Structure | Decks |  | 5 | 03 | 030 | 000 | 5.03.030
737 | Ss_30_16_10_53 | 30 | 16 | 10 | 53 | Modular precast concrete deck systems | Construction Costs (CC) | Structure | Decks |  | 2 | 03 | 030 | 000 | 2.03.030
737 | Ss_30_16_10_53 | 30 | 16 | 10 | 53 | Modular precast concrete deck systems | Renewal Costs (RC) | Structure | Decks |  | 3 | 03 | 030 | 000 | 3.03.030
737 | Ss_30_16_10_53 | 30 | 16 | 10 | 53 | Modular precast concrete deck systems | Maintenance Costs (MC) | Structure | Decks |  | 5 | 03 | 030 | 000 | 5.03.030
738 | Ss_30_16_10_59 | 30 | 16 | 10 | 59 | Orthotropic deck systems | Construction Costs (CC) | Structure | Decks |  | 2 | 03 | 030 | 000 | 2.03.030
738 | Ss_30_16_10_59 | 30 | 16 | 10 | 59 | Orthotropic deck systems | Renewal Costs (RC) | Structure | Decks |  | 3 | 03 | 030 | 000 | 3.03.030
738 | Ss_30_16_10_59 | 30 | 16 | 10 | 59 | Orthotropic deck systems | Maintenance Costs (MC) | Structure | Decks |  | 5 | 03 | 030 | 000 | 5.03.030
739 | Ss_30_16_10_65 | 30 | 16 | 10 | 65 | Pre-stressed concrete beam deck systems | Construction Costs (CC) | Structure | Decks |  | 2 | 03 | 030 | 000 | 2.03.030
739 | Ss_30_16_10_65 | 30 | 16 | 10 | 65 | Pre-stressed concrete beam deck systems | Renewal Costs (RC) | Structure | Decks |  | 3 | 03 | 030 | 000 | 3.03.030
739 | Ss_30_16_10_65 | 30 | 16 | 10 | 65 | Pre-stressed concrete beam deck systems | Maintenance Costs (MC) | Structure | Decks |  | 5 | 03 | 030 | 000 | 5.03.030
740 | Ss_30_16_10_80 | 30 | 16 | 10 | 80 | Solid steel slab systems | Construction Costs (CC) | Structure | Decks |  | 2 | 03 | 030 | 000 | 2.03.030
740 | Ss_30_16_10_80 | 30 | 16 | 10 | 80 | Solid steel slab systems | Renewal Costs (RC) | Structure | Decks |  | 3 | 03 | 030 | 000 | 3.03.030
740 | Ss_30_16_10_80 | 30 | 16 | 10 | 80 | Solid steel slab systems | Maintenance Costs (MC) | Structure | Decks |  | 5 | 03 | 030 | 000 | 5.03.030
741 | Ss_30_16_30 | 30 | 16 | 30 |  | Bridge expansion joint systems | Construction Costs (CC) | Structure | Decks |  | 2 | 03 | 030 | 000 | 2.03.030
741 | Ss_30_16_30 | 30 | 16 | 30 |  | Bridge expansion joint systems | Renewal Costs (RC) | Structure | Decks |  | 3 | 03 | 030 | 000 | 3.03.030
741 | Ss_30_16_30 | 30 | 16 | 30 |  | Bridge expansion joint systems | Maintenance Costs (MC) | Structure | Decks |  | 5 | 03 | 030 | 000 | 5.03.030
742 | Ss_30_16_30_04 | 30 | 16 | 30 | 04 | Asphaltic plug joint systems | Construction Costs (CC) | Structure | Decks |  | 2 | 03 | 030 | 000 | 2.03.030
742 | Ss_30_16_30_04 | 30 | 16 | 30 | 04 | Asphaltic plug joint systems | Renewal Costs (RC) | Structure | Decks |  | 3 | 03 | 030 | 000 | 3.03.030
742 | Ss_30_16_30_04 | 30 | 16 | 30 | 04 | Asphaltic plug joint systems | Maintenance Costs (MC) | Structure | Decks |  | 5 | 03 | 030 | 000 | 5.03.030
743 | Ss_30_16_30_09 | 30 | 16 | 30 | 09 | Buried expansion joint systems | Construction Costs (CC) | Structure | Decks |  | 2 | 03 | 030 | 000 | 2.03.030
743 | Ss_30_16_30_09 | 30 | 16 | 30 | 09 | Buried expansion joint systems | Renewal Costs (RC) | Structure | Decks |  | 3 | 03 | 030 | 000 | 3.03.030
743 | Ss_30_16_30_09 | 30 | 16 | 30 | 09 | Buried expansion joint systems | Maintenance Costs (MC) | Structure | Decks |  | 5 | 03 | 030 | 000 | 5.03.030
744 | Ss_30_16_30_56 | 30 | 16 | 30 | 56 | Nosing expansion joint systems with poured sealants | Construction Costs (CC) | Structure | Decks |  | 2 | 03 | 030 | 000 | 2.03.030
744 | Ss_30_16_30_56 | 30 | 16 | 30 | 56 | Nosing expansion joint systems with poured sealants | Renewal Costs (RC) | Structure | Decks |  | 3 | 03 | 030 | 000 | 3.03.030
744 | Ss_30_16_30_56 | 30 | 16 | 30 | 56 | Nosing expansion joint systems with poured sealants | Maintenance Costs (MC) | Structure | Decks |  | 5 | 03 | 030 | 000 | 5.03.030
745 | Ss_30_16_30_57 | 30 | 16 | 30 | 57 | Nosing expansion joint systems with preformed compression seals | Construction Costs (CC) | Structure | Decks |  | 2 | 03 | 030 | 000 | 2.03.030
745 | Ss_30_16_30_57 | 30 | 16 | 30 | 57 | Nosing expansion joint systems with preformed compression seals | Renewal Costs (RC) | Structure | Decks |  | 3 | 03 | 030 | 000 | 3.03.030
745 | Ss_30_16_30_57 | 30 | 16 | 30 | 57 | Nosing expansion joint systems with preformed compression seals | Maintenance Costs (MC) | Structure | Decks |  | 5 | 03 | 030 | 000 | 5.03.030
746 | Ss_30_20 | 30 | 20 |  |  | Flooring and decking systems | Construction Costs (CC) | Structure | Decks |  | 2 | 03 | 030 | 000 | 2.03.030
746 | Ss_30_20 | 30 | 20 |  |  | Flooring and decking systems | Renewal Costs (RC) | Structure | Decks |  | 3 | 03 | 030 | 000 | 3.03.030
746 | Ss_30_20 | 30 | 20 |  |  | Flooring and decking systems | Maintenance Costs (MC) | Structure | Decks |  | 5 | 03 | 030 | 000 | 5.03.030
747 | Ss_30_20_10 | 30 | 20 | 10 |  | Board and rigid sheet floor systems | Construction Costs (CC) | Structure | Decks |  | 2 | 03 | 030 | 000 | 2.03.030
747 | Ss_30_20_10 | 30 | 20 | 10 |  | Board and rigid sheet floor systems | Renewal Costs (RC) | Structure | Decks |  | 3 | 03 | 030 | 000 | 3.03.030
747 | Ss_30_20_10 | 30 | 20 | 10 |  | Board and rigid sheet floor systems | Maintenance Costs (MC) | Structure | Decks |  | 5 | 03 | 030 | 000 | 5.03.030
748 | Ss_30_20_10_10 | 30 | 20 | 10 | 10 | Battened timber board floating floor systems | Construction Costs (CC) | Structure | Decks |  | 2 | 03 | 030 | 000 | 2.03.030
748 | Ss_30_20_10_10 | 30 | 20 | 10 | 10 | Battened timber board floating floor systems | Renewal Costs (RC) | Structure | Decks |  | 3 | 03 | 030 | 000 | 3.03.030
748 | Ss_30_20_10_10 | 30 | 20 | 10 | 10 | Battened timber board floating floor systems | Maintenance Costs (MC) | Structure | Decks |  | 5 | 03 | 030 | 000 | 5.03.030
749 | Ss_30_20_10_15 | 30 | 20 | 10 | 15 | Battened wood-based rigid sheet floating floor systems | Construction Costs (CC) | Structure | Decks |  | 2 | 03 | 030 | 000 | 2.03.030
749 | Ss_30_20_10_15 | 30 | 20 | 10 | 15 | Battened wood-based rigid sheet floating floor systems | Renewal Costs (RC) | Structure | Decks |  | 3 | 03 | 030 | 000 | 3.03.030
749 | Ss_30_20_10_15 | 30 | 20 | 10 | 15 | Battened wood-based rigid sheet floating floor systems | Maintenance Costs (MC) | Structure | Decks |  | 5 | 03 | 030 | 000 | 5.03.030
750 | Ss_30_20_10_45 | 30 | 20 | 10 | 45 | Joist-supported timber board floor systems | Construction Costs (CC) | Structure | Decks |  | 2 | 03 | 030 | 000 | 2.03.030
750 | Ss_30_20_10_45 | 30 | 20 | 10 | 45 | Joist-supported timber board floor systems | Renewal Costs (RC) | Structure | Decks |  | 3 | 03 | 030 | 000 | 3.03.030
750 | Ss_30_20_10_45 | 30 | 20 | 10 | 45 | Joist-supported timber board floor systems | Maintenance Costs (MC) | Structure | Decks |  | 5 | 03 | 030 | 000 | 5.03.030
751 | Ss_30_20_10_50 | 30 | 20 | 10 | 50 | Joist-supported wood-based rigid sheet floor systems | Construction Costs (CC) | Structure | Decks |  | 2 | 03 | 030 | 000 | 2.03.030
751 | Ss_30_20_10_50 | 30 | 20 | 10 | 50 | Joist-supported wood-based rigid sheet floor systems | Renewal Costs (RC) | Structure | Decks |  | 3 | 03 | 030 | 000 | 3.03.030
751 | Ss_30_20_10_50 | 30 | 20 | 10 | 50 | Joist-supported wood-based rigid sheet floor systems | Maintenance Costs (MC) | Structure | Decks |  | 5 | 03 | 030 | 000 | 5.03.030
752 | Ss_30_20_10_95 | 30 | 20 | 10 | 95 | Wood-based rigid sheet floating floor systems | Construction Costs (CC) | Structure | Decks |  | 2 | 03 | 030 | 000 | 2.03.030
752 | Ss_30_20_10_95 | 30 | 20 | 10 | 95 | Wood-based rigid sheet floating floor systems | Renewal Costs (RC) | Structure | Decks |  | 3 | 03 | 030 | 000 | 3.03.030
752 | Ss_30_20_10_95 | 30 | 20 | 10 | 95 | Wood-based rigid sheet floating floor systems | Maintenance Costs (MC) | Structure | Decks |  | 5 | 03 | 030 | 000 | 5.03.030
753 | Ss_30_20_15 | 30 | 20 | 15 |  | Construction site | Construction Costs (CC) | Structure | Decks |  | 2 | 03 | 030 | 000 | 2.03.030
753 | Ss_30_20_15 | 30 | 20 | 15 |  | Construction site | Renewal Costs (RC) | Structure | Decks |  | 3 | 03 | 030 | 000 | 3.03.030
753 | Ss_30_20_15 | 30 | 20 | 15 |  | Construction site | Maintenance Costs (MC) | Structure | Decks |  | 5 | 03 | 030 | 000 | 5.03.030
754 | Ss_30_20_22 | 30 | 20 | 22 |  | Demountable athletics floor systems | Construction Costs (CC) | Structure | Decks |  | 2 | 03 | 030 | 000 | 2.03.030
754 | Ss_30_20_22 | 30 | 20 | 22 |  | Demountable athletics floor systems | Renewal Costs (RC) | Structure | Decks |  | 3 | 03 | 030 | 000 | 3.03.030
754 | Ss_30_20_22 | 30 | 20 | 22 |  | Demountable athletics floor systems | Maintenance Costs (MC) | Structure | Decks |  | 5 | 03 | 030 | 000 | 5.03.030
755 | Ss_30_20_30 | 30 | 20 | 30 |  | External deck and boardwalk systems | Construction Costs (CC) | Structure | Decks |  | 2 | 03 | 030 | 000 | 2.03.030
755 | Ss_30_20_30 | 30 | 20 | 30 |  | External deck and boardwalk systems | Renewal Costs (RC) | Structure | Decks |  | 3 | 03 | 030 | 000 | 3.03.030
755 | Ss_30_20_30 | 30 | 20 | 30 |  | External deck and boardwalk systems | Maintenance Costs (MC) | Structure | Decks |  | 5 | 03 | 030 | 000 | 5.03.030
756 | Ss_30_20_30_10 | 30 | 20 | 30 | 10 | Boardwalk systems | Construction Costs (CC) | Structure | Decks |  | 2 | 03 | 030 | 000 | 2.03.030
756 | Ss_30_20_30_10 | 30 | 20 | 30 | 10 | Boardwalk systems | Renewal Costs (RC) | Structure | Decks |  | 3 | 03 | 030 | 000 | 3.03.030
756 | Ss_30_20_30_10 | 30 | 20 | 30 | 10 | Boardwalk systems | Maintenance Costs (MC) | Structure | Decks |  | 5 | 03 | 030 | 000 | 5.03.030
757 | Ss_30_20_30_25 | 30 | 20 | 30 | 25 | Decking systems | Construction Costs (CC) | Structure | Decks |  | 2 | 03 | 030 | 000 | 2.03.030
757 | Ss_30_20_30_25 | 30 | 20 | 30 | 25 | Decking systems | Renewal Costs (RC) | Structure | Decks |  | 3 | 03 | 030 | 000 | 3.03.030
757 | Ss_30_20_30_25 | 30 | 20 | 30 | 25 | Decking systems | Maintenance Costs (MC) | Structure | Decks |  | 5 | 03 | 030 | 000 | 5.03.030
758 | Ss_30_20_70 | 30 | 20 | 70 |  | Raised floor systems | Construction Costs (CC) | Structure | Decks |  | 2 | 03 | 030 | 000 | 2.03.030
758 | Ss_30_20_70 | 30 | 20 | 70 |  | Raised floor systems | Renewal Costs (RC) | Structure | Decks |  | 3 | 03 | 030 | 000 | 3.03.030
758 | Ss_30_20_70 | 30 | 20 | 70 |  | Raised floor systems | Maintenance Costs (MC) | Structure | Decks |  | 5 | 03 | 030 | 000 | 5.03.030
759 | Ss_30_20_70_70 | 30 | 20 | 70 | 70 | Raised access floor systems | Construction Costs (CC) | Structure | Decks |  | 2 | 03 | 030 | 000 | 2.03.030
759 | Ss_30_20_70_70 | 30 | 20 | 70 | 70 | Raised access floor systems | Renewal Costs (RC) | Structure | Decks |  | 3 | 03 | 030 | 000 | 3.03.030
759 | Ss_30_20_70_70 | 30 | 20 | 70 | 70 | Raised access floor systems | Maintenance Costs (MC) | Structure | Decks |  | 5 | 03 | 030 | 000 | 5.03.030
760 | Ss_30_20_90 | 30 | 20 | 90 |  | Wood and composite unit flooring systems | Construction Costs (CC) | Structure | Decks |  | 2 | 03 | 030 | 000 | 2.03.030
760 | Ss_30_20_90 | 30 | 20 | 90 |  | Wood and composite unit flooring systems | Renewal Costs (RC) | Structure | Decks |  | 3 | 03 | 030 | 000 | 3.03.030
760 | Ss_30_20_90 | 30 | 20 | 90 |  | Wood and composite unit flooring systems | Maintenance Costs (MC) | Structure | Decks |  | 5 | 03 | 030 | 000 | 5.03.030
761 | Ss_30_20_90_15 | 30 | 20 | 90 | 15 | Composition block flooring systems | Construction Costs (CC) | Structure | Decks |  | 2 | 03 | 030 | 000 | 2.03.030
761 | Ss_30_20_90_15 | 30 | 20 | 90 | 15 | Composition block flooring systems | Renewal Costs (RC) | Structure | Decks |  | 3 | 03 | 030 | 000 | 3.03.030
761 | Ss_30_20_90_15 | 30 | 20 | 90 | 15 | Composition block flooring systems | Maintenance Costs (MC) | Structure | Decks |  | 5 | 03 | 030 | 000 | 5.03.030
762 | Ss_30_20_90_50 | 30 | 20 | 90 | 50 | Mosaic parquet panel flooring systems | Construction Costs (CC) | Structure | Decks |  | 2 | 03 | 030 | 000 | 2.03.030
762 | Ss_30_20_90_50 | 30 | 20 | 90 | 50 | Mosaic parquet panel flooring systems | Renewal Costs (RC) | Structure | Decks |  | 3 | 03 | 030 | 000 | 3.03.030
762 | Ss_30_20_90_50 | 30 | 20 | 90 | 50 | Mosaic parquet panel flooring systems | Maintenance Costs (MC) | Structure | Decks |  | 5 | 03 | 030 | 000 | 5.03.030
763 | Ss_30_20_90_95 | 30 | 20 | 90 | 95 | Wood block flooring systems | Construction Costs (CC) | Structure | Decks |  | 2 | 03 | 030 | 000 | 2.03.030
763 | Ss_30_20_90_95 | 30 | 20 | 90 | 95 | Wood block flooring systems | Renewal Costs (RC) | Structure | Decks |  | 3 | 03 | 030 | 000 | 3.03.030
763 | Ss_30_20_90_95 | 30 | 20 | 90 | 95 | Wood block flooring systems | Maintenance Costs (MC) | Structure | Decks |  | 5 | 03 | 030 | 000 | 5.03.030
764 | Ss_30_20_95 | 30 | 20 | 95 |  | Wood strip and board fine flooring systems | Construction Costs (CC) | Structure | Decks |  | 2 | 03 | 030 | 000 | 2.03.030
764 | Ss_30_20_95 | 30 | 20 | 95 |  | Wood strip and board fine flooring systems | Renewal Costs (RC) | Structure | Decks |  | 3 | 03 | 030 | 000 | 3.03.030
764 | Ss_30_20_95 | 30 | 20 | 95 |  | Wood strip and board fine flooring systems | Maintenance Costs (MC) | Structure | Decks |  | 5 | 03 | 030 | 000 | 5.03.030
765 | Ss_30_20_95_10 | 30 | 20 | 95 | 10 | Battened wood floating floor systems | Construction Costs (CC) | Structure | Decks |  | 2 | 03 | 030 | 000 | 2.03.030
765 | Ss_30_20_95_10 | 30 | 20 | 95 | 10 | Battened wood floating floor systems | Renewal Costs (RC) | Structure | Decks |  | 3 | 03 | 030 | 000 | 3.03.030
765 | Ss_30_20_95_10 | 30 | 20 | 95 | 10 | Battened wood floating floor systems | Maintenance Costs (MC) | Structure | Decks |  | 5 | 03 | 030 | 000 | 5.03.030
766 | Ss_30_20_95_15 | 30 | 20 | 95 | 15 | Composite laminate floating floor systems | Construction Costs (CC) | Structure | Decks |  | 2 | 03 | 030 | 000 | 2.03.030
766 | Ss_30_20_95_15 | 30 | 20 | 95 | 15 | Composite laminate floating floor systems | Renewal Costs (RC) | Structure | Decks |  | 3 | 03 | 030 | 000 | 3.03.030
766 | Ss_30_20_95_15 | 30 | 20 | 95 | 15 | Composite laminate floating floor systems | Maintenance Costs (MC) | Structure | Decks |  | 5 | 03 | 030 | 000 | 5.03.030
767 | Ss_30_20_95_20 | 30 | 20 | 95 | 20 | Direct-fixed wood floor systems | Construction Costs (CC) | Structure | Decks |  | 2 | 03 | 030 | 000 | 2.03.030
767 | Ss_30_20_95_20 | 30 | 20 | 95 | 20 | Direct-fixed wood floor systems | Renewal Costs (RC) | Structure | Decks |  | 3 | 03 | 030 | 000 | 3.03.030
767 | Ss_30_20_95_20 | 30 | 20 | 95 | 20 | Direct-fixed wood floor systems | Maintenance Costs (MC) | Structure | Decks |  | 5 | 03 | 030 | 000 | 5.03.030
768 | Ss_30_20_95_25 | 30 | 20 | 95 | 25 | Direct-glued wood floor systems | Construction Costs (CC) | Structure | Decks |  | 2 | 03 | 030 | 000 | 2.03.030
768 | Ss_30_20_95_25 | 30 | 20 | 95 | 25 | Direct-glued wood floor systems | Renewal Costs (RC) | Structure | Decks |  | 3 | 03 | 030 | 000 | 3.03.030
768 | Ss_30_20_95_25 | 30 | 20 | 95 | 25 | Direct-glued wood floor systems | Maintenance Costs (MC) | Structure | Decks |  | 5 | 03 | 030 | 000 | 5.03.030
769 | Ss_30_20_95_95 | 30 | 20 | 95 | 95 | Wood floating floor systems | Construction Costs (CC) | Structure | Decks |  | 2 | 03 | 030 | 000 | 2.03.030
769 | Ss_30_20_95_95 | 30 | 20 | 95 | 95 | Wood floating floor systems | Renewal Costs (RC) | Structure | Decks |  | 3 | 03 | 030 | 000 | 3.03.030
769 | Ss_30_20_95_95 | 30 | 20 | 95 | 95 | Wood floating floor systems | Maintenance Costs (MC) | Structure | Decks |  | 5 | 03 | 030 | 000 | 5.03.030
770 | Ss_30_25 | 30 | 25 |  |  | Ceiling and soffit systems |  |  |  |  | 00 | 00 | 000 | 000 | 00.00.000
771 | Ss_30_25_10 | 30 | 25 | 10 |  | Board and sheet ceiling systems |  |  |  |  | 00 | 00 | 000 | 000 | 00.00.000
772 | Ss_30_25_10_10 | 30 | 25 | 10 | 10 | Board suspended ceiling systems |  |  |  |  | 00 | 00 | 000 | 000 | 00.00.000
773 | Ss_30_25_10_26 | 30 | 25 | 10 | 26 | External ceiling systems |  |  |  |  | 00 | 00 | 000 | 000 | 00.00.000
774 | Ss_30_25_10_28 | 30 | 25 | 10 | 28 | External soffit systems |  |  |  |  | 00 | 00 | 000 | 000 | 00.00.000
775 | Ss_30_25_10_80 | 30 | 25 | 10 | 80 | Soffit lining and beam casing systems |  |  |  |  | 00 | 00 | 000 | 000 | 00.00.000
776 | Ss_30_25_22 | 30 | 25 | 22 |  | Demountable suspended ceiling systems |  |  |  |  | 00 | 00 | 000 | 000 | 00.00.000
777 | Ss_30_25_22_01 | 30 | 25 | 22 | 01 | Acoustic baffle suspended ceiling systems |  |  |  |  | 00 | 00 | 000 | 000 | 00.00.000
778 | Ss_30_25_22_30 | 30 | 25 | 22 | 30 | Fabric membrane ceiling systems |  |  |  |  | 00 | 00 | 000 | 000 | 00.00.000
779 | Ss_30_25_22_52 | 30 | 25 | 22 | 52 | Monolithic suspended ceiling systems |  |  |  |  | 00 | 00 | 000 | 000 | 00.00.000
780 | Ss_30_25_22_70 | 30 | 25 | 22 | 70 | Raft or island suspended ceiling systems |  |  |  |  | 00 | 00 | 000 | 000 | 00.00.000
781 | Ss_30_25_22_90 | 30 | 25 | 22 | 90 | Unit/ modular suspended ceiling systems |  |  |  |  | 00 | 00 | 000 | 000 | 00.00.000
782 | Ss_30_30 | 30 | 30 |  |  | Roof opening systems |  |  |  |  | 00 | 00 | 000 | 000 | 00.00.000
783 | Ss_30_30_15 | 30 | 30 | 15 |  | Concrete roof glazing systems |  |  |  |  | 00 | 00 | 000 | 000 | 00.00.000
784 | Ss_30_30_15_42 | 30 | 30 | 15 | 42 | In situ concrete roof glazing systems |  |  |  |  | 00 | 00 | 000 | 000 | 00.00.000
785 | Ss_30_30_15_64 | 30 | 30 | 15 | 64 | Precast concrete lift-out access roof glazing systems |  |  |  |  | 00 | 00 | 000 | 000 | 00.00.000
786 | Ss_30_30_15_65 | 30 | 30 | 15 | 65 | Precast concrete roof glazing systems |  |  |  |  | 00 | 00 | 000 | 000 | 00.00.000
787 | Ss_30_30_34 | 30 | 30 | 34 |  | Glass unit masonry roof light systems |  |  |  |  | 00 | 00 | 000 | 000 | 00.00.000
788 | Ss_30_30_71 | 30 | 30 | 71 |  | Roof hatch systems |  |  |  |  | 00 | 00 | 000 | 000 | 00.00.000
789 | Ss_30_30_72 | 30 | 30 | 72 |  | Rooflight and roof window systems |  |  |  |  | 00 | 00 | 000 | 000 | 00.00.000
790 | Ss_30_30_72_21 | 30 | 30 | 72 | 21 | Daylight pipe systems |  |  |  |  | 00 | 00 | 000 | 000 | 00.00.000
791 | Ss_30_30_72_72 | 30 | 30 | 72 | 72 | Rooflight systems |  |  |  |  | 00 | 00 | 000 | 000 | 00.00.000
792 | Ss_30_30_72_73 | 30 | 30 | 72 | 73 | Roof window systems |  |  |  |  | 00 | 00 | 000 | 000 | 00.00.000
793 | Ss_30_30_73 | 30 | 30 | 73 |  | Roof ventilator systems |  |  |  |  | 00 | 00 | 000 | 000 | 00.00.000
794 | Ss_30_30_73_60 | 30 | 30 | 73 | 60 | Passive roof natural ventilator systems |  |  |  |  | 00 | 00 | 000 | 000 | 00.00.000
795 | Ss_30_30_73_72 | 30 | 30 | 73 | 72 | Roof smoke ventilator systems |  |  |  |  | 00 | 00 | 000 | 000 | 00.00.000
796 | Ss_30_32 | 30 | 32 |  |  | Floor opening systems |  |  |  |  | 00 | 00 | 000 | 000 | 00.00.000
797 | Ss_30_32_15 | 30 | 32 | 15 |  | Floor glazing systems |  |  |  |  | 00 | 00 | 000 | 000 | 00.00.000
798 | Ss_30_32_15_15 | 30 | 32 | 15 | 15 | Concrete floor glazing systems |  |  |  |  | 00 | 00 | 000 | 000 | 00.00.000
799 | Ss_30_32_15_64 | 30 | 32 | 15 | 64 | Precast concrete lift-out access floor glazing systems |  |  |  |  | 00 | 00 | 000 | 000 | 00.00.000
800 | Ss_30_32_15_65 | 30 | 32 | 15 | 65 | Precast concrete floor glazing systems |  |  |  |  | 00 | 00 | 000 | 000 | 00.00.000
801 | Ss_30_32_30 | 30 | 32 | 30 |  | Floor hatch systems |  |  |  |  | 00 | 00 | 000 | 000 | 00.00.000
802 | Ss_30_34 | 30 | 34 |  |  | Pavement opening systems |  |  |  |  | 00 | 00 | 000 | 000 | 00.00.000
803 | Ss_30_34_03 | 30 | 34 | 03 |  | Animal grid systems |  |  |  |  | 00 | 00 | 000 | 000 | 00.00.000
804 | Ss_30_34_03_11 | 30 | 34 | 03 | 11 | Cattle grid systems |  |  |  |  | 00 | 00 | 000 | 000 | 00.00.000
805 | Ss_30_34_15 | 30 | 34 | 15 |  | Pavement glazing systems |  |  |  |  | 00 | 00 | 000 | 000 | 00.00.000
806 | Ss_30_34_15_15 | 30 | 34 | 15 | 15 | Concrete pavement glazing systems |  |  |  |  | 00 | 00 | 000 | 000 | 00.00.000
807 | Ss_30_34_15_64 | 30 | 34 | 15 | 64 | Precast concrete lift-out access pavement glazing systems |  |  |  |  | 00 | 00 | 000 | 000 | 00.00.000
808 | Ss_30_34_15_65 | 30 | 34 | 15 | 65 | Precast concrete pavement glazing systems |  |  |  |  | 00 | 00 | 000 | 000 | 00.00.000
809 | Ss_30_34_16 | 30 | 34 | 16 |  | Pavement smoke venting systems |  |  |  |  | 00 | 00 | 000 | 000 | 00.00.000
810 | Ss_30_34_16_15 | 30 | 34 | 16 | 15 | Concrete pavement glazing smoke venting systems |  |  |  |  | 00 | 00 | 000 | 000 | 00.00.000
811 | Ss_30_34_16_16 | 30 | 34 | 16 | 16 | Concrete pavement non-glazed smoke venting systems |  |  |  |  | 00 | 00 | 000 | 000 | 00.00.000
812 | Ss_30_34_16_64 | 30 | 34 | 16 | 64 | Precast concrete pavement glazing smoke venting systems |  |  |  |  | 00 | 00 | 000 | 000 | 00.00.000
813 | Ss_30_34_16_65 | 30 | 34 | 16 | 65 | Precast concrete pavement non-glazed smoke venting systems |  |  |  |  | 00 | 00 | 000 | 000 | 00.00.000
814 | Ss_30_36 | 30 | 36 |  |  | Ceiling and soffit opening systems |  |  |  |  | 00 | 00 | 000 | 000 | 00.00.000
815 | Ss_30_36_10 | 30 | 36 | 10 |  | Ceiling hatch systems |  |  |  |  | 00 | 00 | 000 | 000 | 00.00.000
816 | Ss_30_36_75 | 30 | 36 | 75 |  | Soffit vent systems |  |  |  |  | 00 | 00 | 000 | 000 | 00.00.000
817 | Ss_30_40 | 30 | 40 |  |  | Roof and balcony covering and finish systems |  |  |  |  | 00 | 00 | 000 | 000 | 00.00.000
818 | Ss_30_40_10 | 30 | 40 | 10 |  | Board roof covering systems |  |  |  |  | 00 | 00 | 000 | 000 | 00.00.000
819 | Ss_30_40_10_30 | 30 | 40 | 10 | 30 | Flat board roof deck systems |  |  |  |  | 00 | 00 | 000 | 000 | 00.00.000
820 | Ss_30_40_10_60 | 30 | 40 | 10 | 60 | Pitched board roof sarking systems |  |  |  |  | 00 | 00 | 000 | 000 | 00.00.000
821 | Ss_30_40_30 | 30 | 40 | 30 |  | Flat roof covering systems |  |  |  |  | 00 | 00 | 000 | 000 | 00.00.000
822 | Ss_30_40_30_40 | 30 | 40 | 30 | 40 | Liquid-applied cold roof covering systems |  |  |  |  | 00 | 00 | 000 | 000 | 00.00.000
823 | Ss_30_40_30_42 | 30 | 40 | 30 | 42 | Liquid-applied inverted roof covering systems |  |  |  |  | 00 | 00 | 000 | 000 | 00.00.000
824 | Ss_30_40_30_43 | 30 | 40 | 30 | 43 | Liquid-applied warm roof covering systems |  |  |  |  | 00 | 00 | 000 | 000 | 00.00.000
825 | Ss_30_40_30_50 | 30 | 40 | 30 | 50 | Mastic asphalt cold roof covering systems |  |  |  |  | 00 | 00 | 000 | 000 | 00.00.000
826 | Ss_30_40_30_52 | 30 | 40 | 30 | 52 | Mastic asphalt inverted roof covering systems |  |  |  |  | 00 | 00 | 000 | 000 | 00.00.000
827 | Ss_30_40_30_55 | 30 | 40 | 30 | 55 | Mastic asphalt warm roof covering systems |  |  |  |  | 00 | 00 | 000 | 000 | 00.00.000
828 | Ss_30_40_30_70 | 30 | 40 | 30 | 70 | Reinforced bitumen membrane cold roof covering systems |  |  |  |  | 00 | 00 | 000 | 000 | 00.00.000
829 | Ss_30_40_30_71 | 30 | 40 | 30 | 71 | Reinforced bitumen membrane inverted roof covering systems |  |  |  |  | 00 | 00 | 000 | 000 | 00.00.000
830 | Ss_30_40_30_72 | 30 | 40 | 30 | 72 | Reinforced bitumen membrane warm roof covering systems |  |  |  |  | 00 | 00 | 000 | 000 | 00.00.000
831 | Ss_30_40_30_78 | 30 | 40 | 30 | 78 | Single layer sheet cold roof covering systems |  |  |  |  | 00 | 00 | 000 | 000 | 00.00.000
832 | Ss_30_40_30_79 | 30 | 40 | 30 | 79 | Single layer sheet inverted roof covering systems |  |  |  |  | 00 | 00 | 000 | 000 | 00.00.000
833 | Ss_30_40_30_80 | 30 | 40 | 30 | 80 | Single layer sheet warm roof covering systems |  |  |  |  | 00 | 00 | 000 | 000 | 00.00.000
834 | Ss_30_40_34 | 30 | 40 | 34 |  | Glass roofing systems |  |  |  |  | 00 | 00 | 000 | 000 | 00.00.000
835 | Ss_30_40_34_15 | 30 | 40 | 34 | 15 | Cantilevered structural glass beam canopy systems |  |  |  |  | 00 | 00 | 000 | 000 | 00.00.000
836 | Ss_30_40_34_60 | 30 | 40 | 34 | 60 | Point-fixed structural glass canopy systems |  |  |  |  | 00 | 00 | 000 | 000 | 00.00.000
837 | Ss_30_40_34_65 | 30 | 40 | 34 | 65 | Point-fixed structural glass roof systems |  |  |  |  | 00 | 00 | 000 | 000 | 00.00.000
838 | Ss_30_40_34_70 | 30 | 40 | 34 | 70 | Point-fixed structural glass soffit systems |  |  |  |  | 00 | 00 | 000 | 000 | 00.00.000
839 | Ss_30_40_34_75 | 30 | 40 | 34 | 75 | Sloping patent glazing systems |  |  |  |  | 00 | 00 | 000 | 000 | 00.00.000
840 | Ss_30_40_50 | 30 | 40 | 50 |  | Metal sheet, fully supported roof and dormer covering systems |  |  |  |  | 00 | 00 | 000 | 000 | 00.00.000
841 | Ss_30_40_50_05 | 30 | 40 | 50 | 05 | Aluminium sheet dormer covering systems |  |  |  |  | 00 | 00 | 000 | 000 | 00.00.000
842 | Ss_30_40_50_10 | 30 | 40 | 50 | 10 | Aluminium sheet roof covering systems |  |  |  |  | 00 | 00 | 000 | 000 | 00.00.000
843 | Ss_30_40_50_12 | 30 | 40 | 50 | 12 | Carbon steel sheet dormer covering systems |  |  |  |  | 00 | 00 | 000 | 000 | 00.00.000
844 | Ss_30_40_50_13 | 30 | 40 | 50 | 13 | Carbon steel sheet roof covering systems |  |  |  |  | 00 | 00 | 000 | 000 | 00.00.000
845 | Ss_30_40_50_15 | 30 | 40 | 50 | 15 | Copper sheet dormer covering systems |  |  |  |  | 00 | 00 | 000 | 000 | 00.00.000
846 | Ss_30_40_50_20 | 30 | 40 | 50 | 20 | Copper sheet roof covering systems |  |  |  |  | 00 | 00 | 000 | 000 | 00.00.000
847 | Ss_30_40_50_40 | 30 | 40 | 50 | 40 | Lead sheet dormer covering systems |  |  |  |  | 00 | 00 | 000 | 000 | 00.00.000
848 | Ss_30_40_50_45 | 30 | 40 | 50 | 45 | Lead sheet roof covering systems |  |  |  |  | 00 | 00 | 000 | 000 | 00.00.000
849 | Ss_30_40_50_50 | 30 | 40 | 50 | 50 | Lead-wrapped panel systems |  |  |  |  | 00 | 00 | 000 | 000 | 00.00.000
850 | Ss_30_40_50_75 | 30 | 40 | 50 | 75 | Stainless steel sheet dormer covering systems |  |  |  |  | 00 | 00 | 000 | 000 | 00.00.000
851 | Ss_30_40_50_80 | 30 | 40 | 50 | 80 | Stainless steel sheet roof covering systems |  |  |  |  | 00 | 00 | 000 | 000 | 00.00.000
852 | Ss_30_40_50_90 | 30 | 40 | 50 | 90 | Zinc sheet dormer covering systems |  |  |  |  | 00 | 00 | 000 | 000 | 00.00.000
853 | Ss_30_40_50_95 | 30 | 40 | 50 | 95 | Zinc sheet roof covering systems |  |  |  |  | 00 | 00 | 000 | 000 | 00.00.000
854 | Ss_30_40_55 | 30 | 40 | 55 |  | Metal composite panel roof covering systems |  |  |  |  | 00 | 00 | 000 | 000 | 00.00.000
855 | Ss_30_40_55_10 | 30 | 40 | 55 | 10 | Built up metal insulating sandwich panel roof systems |  |  |  |  | 00 | 00 | 000 | 000 | 00.00.000
856 | Ss_30_40_55_50 | 30 | 40 | 55 | 50 | Metal composite panel roofing systems |  |  |  |  | 00 | 00 | 000 | 000 | 00.00.000
857 | Ss_30_40_55_54 | 30 | 40 | 55 | 54 | Metal insulating sandwich panel roof systems |  |  |  |  | 00 | 00 | 000 | 000 | 00.00.000
858 | Ss_30_40_55_55 | 30 | 40 | 55 | 55 | Metal semi-composite panel roofing systems |  |  |  |  | 00 | 00 | 000 | 000 | 00.00.000
859 | Ss_30_40_65 | 30 | 40 | 65 |  | Profiled sheet roof covering systems |  |  |  |  | 00 | 00 | 000 | 000 | 00.00.000
860 | Ss_30_40_65_30 | 30 | 40 | 65 | 30 | Fibre cement profiled sheet roof covering systems |  |  |  |  | 00 | 00 | 000 | 000 | 00.00.000
861 | Ss_30_40_65_50 | 30 | 40 | 65 | 50 | Metal profiled sheet roof covering systems |  |  |  |  | 00 | 00 | 000 | 000 | 00.00.000
862 | Ss_30_40_65_60 | 30 | 40 | 65 | 60 | Plastics profiled sheet roof covering systems |  |  |  |  | 00 | 00 | 000 | 000 | 00.00.000
863 | Ss_30_40_90 | 30 | 40 | 90 |  | Tensile fabric roofing systems |  |  |  |  | 00 | 00 | 000 | 000 | 00.00.000
864 | Ss_30_40_90_40 | 30 | 40 | 90 | 40 | Internal single layer tensile fabric roofing systems |  |  |  |  | 00 | 00 | 000 | 000 | 00.00.000
865 | Ss_30_40_90_50 | 30 | 40 | 90 | 50 | Multilayer tensile fabric roofing systems |  |  |  |  | 00 | 00 | 000 | 000 | 00.00.000
866 | Ss_30_40_90_75 | 30 | 40 | 90 | 75 | Single layer tensile fabric roofing systems |  |  |  |  | 00 | 00 | 000 | 000 | 00.00.000
867 | Ss_30_40_92 | 30 | 40 | 92 |  | Thatch roof covering systems |  |  |  |  | 00 | 00 | 000 | 000 | 00.00.000
868 | Ss_30_40_92_85 | 30 | 40 | 92 | 85 | Thatch roofing systems |  |  |  |  | 00 | 00 | 000 | 000 | 00.00.000
869 | Ss_30_40_95 | 30 | 40 | 95 |  | Unit roofing systems |  |  |  |  | 00 | 00 | 000 | 000 | 00.00.000
870 | Ss_30_40_95_10 | 30 | 40 | 95 | 10 | Bitumen membrane shingle roofing systems |  |  |  |  | 00 | 00 | 000 | 000 | 00.00.000
871 | Ss_30_40_95_15 | 30 | 40 | 95 | 15 | Ceramic slate roofing systems |  |  |  |  | 00 | 00 | 000 | 000 | 00.00.000
872 | Ss_30_40_95_30 | 30 | 40 | 95 | 30 | Fibre cement slate roofing systems |  |  |  |  | 00 | 00 | 000 | 000 | 00.00.000
873 | Ss_30_40_95_40 | 30 | 40 | 95 | 40 | Interlocking tile roofing systems |  |  |  |  | 00 | 00 | 000 | 000 | 00.00.000
874 | Ss_30_40_95_50 | 30 | 40 | 95 | 50 | Metal tile roofing systems |  |  |  |  | 00 | 00 | 000 | 000 | 00.00.000
875 | Ss_30_40_95_55 | 30 | 40 | 95 | 55 | Natural slate roofing systems |  |  |  |  | 00 | 00 | 000 | 000 | 00.00.000
876 | Ss_30_40_95_60 | 30 | 40 | 95 | 60 | Natural stone slate roofing systems |  |  |  |  | 00 | 00 | 000 | 000 | 00.00.000
877 | Ss_30_40_95_65 | 30 | 40 | 95 | 65 | Plain tile roofing systems |  |  |  |  | 00 | 00 | 000 | 000 | 00.00.000
878 | Ss_30_40_95_70 | 30 | 40 | 95 | 70 | Reconstituted slate roofing systems |  |  |  |  | 00 | 00 | 000 | 000 | 00.00.000
879 | Ss_30_40_95_74 | 30 | 40 | 95 | 74 | Roofing edges and junction systems |  |  |  |  | 00 | 00 | 000 | 000 | 00.00.000
880 | Ss_30_40_95_95 | 30 | 40 | 95 | 95 | Wood shake or shingle roofing systems |  |  |  |  | 00 | 00 | 000 | 000 | 00.00.000
881 | Ss_30_42 | 30 | 42 |  |  | Floor covering and finishing systems |  |  |  |  | 00 | 00 | 000 | 000 | 00.00.000
882 | Ss_30_42_10 | 30 | 42 | 10 |  | Calcium sulfate-based screed systems |  |  |  |  | 00 | 00 | 000 | 000 | 00.00.000
883 | Ss_30_42_10_10 | 30 | 42 | 10 | 10 | Bonded calcium sulfate-based screed systems |  |  |  |  | 00 | 00 | 000 | 000 | 00.00.000
884 | Ss_30_42_10_30 | 30 | 42 | 10 | 30 | Floating calcium sulfate-based screed systems |  |  |  |  | 00 | 00 | 000 | 000 | 00.00.000
885 | Ss_30_42_10_90 | 30 | 42 | 10 | 90 | Unbonded calcium sulfate-based screed systems |  |  |  |  | 00 | 00 | 000 | 000 | 00.00.000
886 | Ss_30_42_15 | 30 | 42 | 15 |  | Cementitious screed systems |  |  |  |  | 00 | 00 | 000 | 000 | 00.00.000
887 | Ss_30_42_15_10 | 30 | 42 | 15 | 10 | Bonded or partially bonded cementitious levelling screed systems |  |  |  |  | 00 | 00 | 000 | 000 | 00.00.000
888 | Ss_30_42_15_15 | 30 | 42 | 15 | 15 | Cementitious wearing screed systems |  |  |  |  | 00 | 00 | 000 | 000 | 00.00.000
889 | Ss_30_42_15_30 | 30 | 42 | 15 | 30 | Floating cementitious levelling screed systems |  |  |  |  | 00 | 00 | 000 | 000 | 00.00.000
890 | Ss_30_42_15_90 | 30 | 42 | 15 | 90 | Unbonded cementitious levelling screed systems |  |  |  |  | 00 | 00 | 000 | 000 | 00.00.000
891 | Ss_30_42_20 | 30 | 42 | 20 |  | Deck covering systems |  |  |  |  | 00 | 00 | 000 | 000 | 00.00.000
892 | Ss_30_42_30 | 30 | 42 | 30 |  | Floor paint systems |  |  |  |  | 00 | 00 | 000 | 000 | 00.00.000
893 | Ss_30_42_30_30 | 30 | 42 | 30 | 30 | Floor coating systems |  |  |  |  | 00 | 00 | 000 | 000 | 00.00.000
894 | Ss_30_42_32 | 30 | 42 | 32 |  | Floor tiling systems |  |  |  |  | 00 | 00 | 000 | 000 | 00.00.000
895 | Ss_30_42_32_30 | 30 | 42 | 32 | 30 | External floor tiling systems |  |  |  |  | 00 | 00 | 000 | 000 | 00.00.000
896 | Ss_30_42_32_40 | 30 | 42 | 32 | 40 | Internal floor tiling systems |  |  |  |  | 00 | 00 | 000 | 000 | 00.00.000
897 | Ss_30_42_40 | 30 | 42 | 40 |  | Ice rink floor systems |  |  |  |  | 00 | 00 | 000 | 000 | 00.00.000
898 | Ss_30_42_50 | 30 | 42 | 50 |  | Masonry flooring systems |  |  |  |  | 00 | 00 | 000 | 000 | 00.00.000
899 | Ss_30_42_52 | 30 | 42 | 52 |  | Mastic asphalt flooring and floor underlay systems |  |  |  |  | 00 | 00 | 000 | 000 | 00.00.000
900 | Ss_30_42_52_50 | 30 | 42 | 52 | 50 | Mastic asphalt flooring systems |  |  |  |  | 00 | 00 | 000 | 000 | 00.00.000
901 | Ss_30_42_52_52 | 30 | 42 | 52 | 52 | Mastic asphalt floor underlay systems |  |  |  |  | 00 | 00 | 000 | 000 | 00.00.000
902 | Ss_30_42_54 | 30 | 42 | 54 |  | Monolithic flooring systems |  |  |  |  | 00 | 00 | 000 | 000 | 00.00.000
903 | Ss_30_42_54_75 | 30 | 42 | 54 | 75 | Resin flooring systems |  |  |  |  | 00 | 00 | 000 | 000 | 00.00.000
904 | Ss_30_42_72 | 30 | 42 | 72 |  | Resilient and textile floor covering systems |  |  |  |  | 00 | 00 | 000 | 000 | 00.00.000
905 | Ss_30_42_72_05 | 30 | 42 | 72 | 05 | Adhesive-fixed rolled carpet systems |  |  |  |  | 00 | 00 | 000 | 000 | 00.00.000
906 | Ss_30_42_72_10 | 30 | 42 | 72 | 10 | Carpet tile systems |  |  |  |  | 00 | 00 | 000 | 000 | 00.00.000
907 | Ss_30_42_72_25 | 30 | 42 | 72 | 25 | Edge-fixed carpet systems |  |  |  |  | 00 | 00 | 000 | 000 | 00.00.000
908 | Ss_30_42_72_72 | 30 | 42 | 72 | 72 | Resilient sheet floor covering systems |  |  |  |  | 00 | 00 | 000 | 000 | 00.00.000
909 | Ss_30_42_72_75 | 30 | 42 | 72 | 75 | Resilient tile floor covering systems |  |  |  |  | 00 | 00 | 000 | 000 | 00.00.000
910 | Ss_30_42_90 | 30 | 42 | 90 |  | Terrazzo floor tiling and screed systems |  |  |  |  | 00 | 00 | 000 | 000 | 00.00.000
911 | Ss_30_42_90_90 | 30 | 42 | 90 | 90 | Terrazzo floor covering systems |  |  |  |  | 00 | 00 | 000 | 000 | 00.00.000
912 | Ss_30_45 | 30 | 45 |  |  | Pavement covering and finishing systems |  |  |  |  | 00 | 00 | 000 | 000 | 00.00.000
913 | Ss_30_47 | 30 | 47 |  |  | Ceiling and soffit covering and finishing systems |  |  |  |  | 00 | 00 | 000 | 000 | 00.00.000
914 | Ss_30_60 | 30 | 60 |  |  | Roof, floor and paving accessory systems |  |  |  |  | 00 | 00 | 000 | 000 | 00.00.000
915 | Ss_30_60_30 | 30 | 60 | 30 |  | Floor feature systems |  |  |  |  | 00 | 00 | 000 | 000 | 00.00.000
916 | Ss_30_60_30_26 | 30 | 60 | 30 | 26 | Entrance matting systems |  |  |  |  | 00 | 00 | 000 | 000 | 00.00.000
917 | Ss_30_60_50 | 30 | 60 | 50 |  | Metal sheet roof flashing systems |  |  |  |  | 00 | 00 | 000 | 000 | 00.00.000
918 | Ss_30_60_50_03 | 30 | 60 | 50 | 03 | Aluminium flashing systems |  |  |  |  | 00 | 00 | 000 | 000 | 00.00.000
919 | Ss_30_60_50_04 | 30 | 60 | 50 | 04 | Aluminium roof flashing and weathering systems |  |  |  |  | 00 | 00 | 000 | 000 | 00.00.000
920 | Ss_30_60_50_11 | 30 | 60 | 50 | 11 | Carbon steel flashing and weathering systems |  |  |  |  | 00 | 00 | 000 | 000 | 00.00.000
921 | Ss_30_60_50_19 | 30 | 60 | 50 | 19 | Copper roof flashing and weathering systems |  |  |  |  | 00 | 00 | 000 | 000 | 00.00.000
922 | Ss_30_60_50_47 | 30 | 60 | 50 | 47 | Lead roof flashing and weathering systems |  |  |  |  | 00 | 00 | 000 | 000 | 00.00.000
923 | Ss_30_60_50_84 | 30 | 60 | 50 | 84 | Stainless steel roof flashing and weathering systems |  |  |  |  | 00 | 00 | 000 | 000 | 00.00.000
924 | Ss_30_60_50_99 | 30 | 60 | 50 | 99 | Zinc roof flashing and weathering systems |  |  |  |  | 00 | 00 | 000 | 000 | 00.00.000
925 | Ss_30_60_70 | 30 | 60 | 70 |  | Roof feature systems |  |  |  |  | 00 | 00 | 000 | 000 | 00.00.000
926 | Ss_30_75 | 30 | 75 |  |  | Roof, floor and paving drainage systems |  |  |  |  | 00 | 00 | 000 | 000 | 00.00.000
927 | Ss_30_75_40 | 30 | 75 | 40 |  | Kerb and channel systems |  |  |  |  | 00 | 00 | 000 | 000 | 00.00.000
928 | Ss_30_75_40_30 | 30 | 75 | 40 | 30 | Footway grating systems |  |  |  |  | 00 | 00 | 000 | 000 | 00.00.000
929 | Ss_30_75_40_50 | 30 | 75 | 40 | 50 | Multi unit surface drainage channel systems |  |  |  |  | 00 | 00 | 000 | 000 | 00.00.000
930 | Ss_30_75_40_75 | 30 | 75 | 40 | 75 | Single unit surface drainage channel systems |  |  |  |  | 00 | 00 | 000 | 000 | 00.00.000
931 | Ss_30_75_45 | 30 | 75 | 45 |  | Kerb and traffic separation systems |  |  |  |  | 00 | 00 | 000 | 000 | 00.00.000
932 | Ss_30_75_45_03 | 30 | 75 | 45 | 03 | Asphalt kerb systems |  |  |  |  | 00 | 00 | 000 | 000 | 00.00.000
933 | Ss_30_75_45_15 | 30 | 75 | 45 | 15 | Concrete kerb systems |  |  |  |  | 00 | 00 | 000 | 000 | 00.00.000
934 | Ss_30_75_45_20 | 30 | 75 | 45 | 20 | Demarcation paving systems |  |  |  |  | 00 | 00 | 000 | 000 | 00.00.000
935 | Ss_30_75_45_45 | 30 | 75 | 45 | 45 | Light duty kerb systems |  |  |  |  | 00 | 00 | 000 | 000 | 00.00.000
936 | Ss_30_75_45_55 | 30 | 75 | 45 | 55 | Multi unit traffic calming systems |  |  |  |  | 00 | 00 | 000 | 000 | 00.00.000
937 | Ss_30_75_45_65 | 30 | 75 | 45 | 65 | Precast kerb systems |  |  |  |  | 00 | 00 | 000 | 000 | 00.00.000
938 | Ss_30_75_45_80 | 30 | 75 | 45 | 80 | Single unit traffic calming systems |  |  |  |  | 00 | 00 | 000 | 000 | 00.00.000
939 | Ss_30_75_45_85 | 30 | 75 | 45 | 85 | Traffic kerb systems |  |  |  |  | 00 | 00 | 000 | 000 | 00.00.000
940 | Ss_30_75_45_86 | 30 | 75 | 45 | 86 | Traffic separation systems |  |  |  |  | 00 | 00 | 000 | 000 | 00.00.000
941 | Ss_30_75_50 | 30 | 75 | 50 |  | Metal sheet gutter lining systems |  |  |  |  | 00 | 00 | 000 | 000 | 00.00.000
942 | Ss_30_75_50_05 | 30 | 75 | 50 | 05 | Aluminium sheet gutter lining systems |  |  |  |  | 00 | 00 | 000 | 000 | 00.00.000
943 | Ss_30_75_50_15 | 30 | 75 | 50 | 15 | Copper sheet gutter lining systems |  |  |  |  | 00 | 00 | 000 | 000 | 00.00.000
944 | Ss_30_75_50_45 | 30 | 75 | 50 | 45 | Lead sheet gutter lining systems |  |  |  |  | 00 | 00 | 000 | 000 | 00.00.000
945 | Ss_30_75_50_75 | 30 | 75 | 50 | 75 | Stainless steel sheet gutter lining systems |  |  |  |  | 00 | 00 | 000 | 000 | 00.00.000
946 | Ss_30_75_50_95 | 30 | 75 | 50 | 95 | Zinc sheet gutter lining systems |  |  |  |  | 00 | 00 | 000 | 000 | 00.00.000
947 | Ss_30_95 | 30 | 95 |  |  | Temporary roof, floor and paving systems |  |  |  |  | 00 | 00 | 000 | 000 | 00.00.000
948 | Ss_32 | 32 |  |  |  | Damp proofing, waterproofing and plaster finishing systems |  |  |  |  | 00 | 00 | 000 | 000 | 00.00.000
949 | Ss_32_20 | 32 | 20 |  |  | Damp proofing systems |  |  |  |  | 00 | 00 | 000 | 000 | 00.00.000
950 | Ss_32_20_20 | 32 | 20 | 20 |  | Damp proof courses renewal and insertion systems |  |  |  |  | 00 | 00 | 000 | 000 | 00.00.000
951 | Ss_32_20_20_15 | 32 | 20 | 20 | 15 | Chemical injection damp proof course systems |  |  |  |  | 00 | 00 | 000 | 000 | 00.00.000
952 | Ss_32_20_20_62 | 32 | 20 | 20 | 62 | Physical insertion horizontal damp proof course systems |  |  |  |  | 00 | 00 | 000 | 000 | 00.00.000
953 | Ss_32_20_20_63 | 32 | 20 | 20 | 63 | Physical insertion horizontal or stepped cavity tray systems |  |  |  |  | 00 | 00 | 000 | 000 | 00.00.000
954 | Ss_32_20_20_64 | 32 | 20 | 20 | 64 | Physical insertion proprietary rising damp remedial systems |  |  |  |  | 00 | 00 | 000 | 000 | 00.00.000
955 | Ss_32_20_20_65 | 32 | 20 | 20 | 65 | Physical insertion vertical damp proof course systems |  |  |  |  | 00 | 00 | 000 | 000 | 00.00.000
956 | Ss_32_20_30 | 32 | 20 | 30 |  | Floor damp proofing systems |  |  |  |  | 00 | 00 | 000 | 000 | 00.00.000
957 | Ss_32_20_30_10 | 32 | 20 | 30 | 10 | Cementitious mortar slurry floor damp proofing systems |  |  |  |  | 00 | 00 | 000 | 000 | 00.00.000
958 | Ss_32_20_30_15 | 32 | 20 | 30 | 15 | Cold-applied liquid floor damp proofing systems |  |  |  |  | 00 | 00 | 000 | 000 | 00.00.000
959 | Ss_32_20_30_30 | 32 | 20 | 30 | 30 | Fully-bonded bitumen membrane overslab damp proofing systems |  |  |  |  | 00 | 00 | 000 | 000 | 00.00.000
960 | Ss_32_20_30_35 | 32 | 20 | 30 | 35 | Fully-bonded bitumen membrane underslab damp proofing systems |  |  |  |  | 00 | 00 | 000 | 000 | 00.00.000
961 | Ss_32_20_30_40 | 32 | 20 | 30 | 40 | Hot-applied liquid floor damp proofing systems |  |  |  |  | 00 | 00 | 000 | 000 | 00.00.000
962 | Ss_32_20_30_45 | 32 | 20 | 30 | 45 | Loose-laid bitumen membrane overslab damp proofing systems |  |  |  |  | 00 | 00 | 000 | 000 | 00.00.000
963 | Ss_32_20_30_46 | 32 | 20 | 30 | 46 | Loose-laid bitumen membrane underslab damp proofing systems |  |  |  |  | 00 | 00 | 000 | 000 | 00.00.000
964 | Ss_32_20_30_48 | 32 | 20 | 30 | 48 | Loose-laid polyethylene membrane oversite damp proofing systems |  |  |  |  | 00 | 00 | 000 | 000 | 00.00.000
965 | Ss_32_20_30_50 | 32 | 20 | 30 | 50 | Loose-laid polyethylene membrane overslab damp proofing systems |  |  |  |  | 00 | 00 | 000 | 000 | 00.00.000
966 | Ss_32_20_30_51 | 32 | 20 | 30 | 51 | Loose-laid polyethylene membrane underslab damp proofing systems |  |  |  |  | 00 | 00 | 000 | 000 | 00.00.000
967 | Ss_32_20_30_55 | 32 | 20 | 30 | 55 | Mastic asphalt floor damp proofing systems |  |  |  |  | 00 | 00 | 000 | 000 | 00.00.000
968 | Ss_32_20_30_60 | 32 | 20 | 30 | 60 | Plastics studded membrane floor damp proofing systems |  |  |  |  | 00 | 00 | 000 | 000 | 00.00.000
969 | Ss_32_20_30_65 | 32 | 20 | 30 | 65 | Pre-applied anchored membrane underslab damp proofing systems |  |  |  |  | 00 | 00 | 000 | 000 | 00.00.000
970 | Ss_32_20_30_75 | 32 | 20 | 30 | 75 | Self-adhesive bitumen membrane floor damp proofing systems |  |  |  |  | 00 | 00 | 000 | 000 | 00.00.000
971 | Ss_32_20_95 | 32 | 20 | 95 |  | Wall damp proofing systems |  |  |  |  | 00 | 00 | 000 | 000 | 00.00.000
972 | Ss_32_20_95_10 | 32 | 20 | 95 | 10 | Cementitious mortar slurry internal wall damp proofing systems |  |  |  |  | 00 | 00 | 000 | 000 | 00.00.000
973 | Ss_32_20_95_15 | 32 | 20 | 95 | 15 | Cold-applied liquid internal wall damp proofing systems |  |  |  |  | 00 | 00 | 000 | 000 | 00.00.000
974 | Ss_32_20_95_65 | 32 | 20 | 95 | 65 | Plastics studded membrane internal wall damp-proofing systems |  |  |  |  | 00 | 00 | 000 | 000 | 00.00.000
975 | Ss_32_46 | 32 | 46 |  |  | Lath and plaster systems |  |  |  |  | 00 | 00 | 000 | 000 | 00.00.000
976 | Ss_32_46_50 | 32 | 46 | 50 |  | Metal lathing and anchored mesh reinforcement systems |  |  |  |  | 00 | 00 | 000 | 000 | 00.00.000
977 | Ss_32_46_50_05 | 32 | 46 | 50 | 05 | Anchored mesh reinforcement systems |  |  |  |  | 00 | 00 | 000 | 000 | 00.00.000
978 | Ss_32_46_50_50 | 32 | 46 | 50 | 50 | Metal lathing casing systems |  |  |  |  | 00 | 00 | 000 | 000 | 00.00.000
979 | Ss_32_46_50_51 | 32 | 46 | 50 | 51 | Metal lathing on framing systems |  |  |  |  | 00 | 00 | 000 | 000 | 00.00.000
980 | Ss_32_46_50_52 | 32 | 46 | 50 | 52 | Metal lathing on hangers, bearers and runners systems |  |  |  |  | 00 | 00 | 000 | 000 | 00.00.000
981 | Ss_32_46_50_53 | 32 | 46 | 50 | 53 | Metal lathing on solid substrate systems |  |  |  |  | 00 | 00 | 000 | 000 | 00.00.000
982 | Ss_32_46_65 | 32 | 46 | 65 |  | Plaster coating systems |  |  |  |  | 00 | 00 | 000 | 000 | 00.00.000
983 | Ss_32_46_65_15 | 32 | 46 | 65 | 15 | Clay plaster systems |  |  |  |  | 00 | 00 | 000 | 000 | 00.00.000
984 | Ss_32_46_65_55 | 32 | 46 | 65 | 55 | Multicoat plaster systems |  |  |  |  | 00 | 00 | 000 | 000 | 00.00.000
985 | Ss_32_46_65_58 | 32 | 46 | 65 | 58 | One coat plaster systems |  |  |  |  | 00 | 00 | 000 | 000 | 00.00.000
986 | Ss_32_46_65_90 | 32 | 46 | 65 | 90 | Tiling and mosaic plaster substrate systems |  |  |  |  | 00 | 00 | 000 | 000 | 00.00.000
987 | Ss_32_80 | 32 | 80 |  |  | Waterproofing and tanking systems | Construction Costs (CC) | Substructure | Bases to supports for tanks, pipes, well heads and the like |  | 2 | 02 | 110 | 000 | 2.02.110
987 | Ss_32_80 | 32 | 80 |  |  | Waterproofing and tanking systems | Renewal Costs (RC) | Substructure | Bases to supports for tanks, pipes, well heads and the like |  | 3 | 02 | 110 | 000 | 3.02.110
987 | Ss_32_80 | 32 | 80 |  |  | Waterproofing and tanking systems | Maintenance Costs (MC) | Substructure | Bases to supports for tanks, pipes, well heads and the like |  | 5 | 02 | 110 | 000 | 5.02.110
988 | Ss_32_80_03 | 32 | 80 | 03 |  | Applied waterproofing and tanking systems | Construction Costs (CC) | Substructure | Bases to supports for tanks, pipes, well heads and the like |  | 2 | 02 | 110 | 000 | 2.02.110
988 | Ss_32_80_03 | 32 | 80 | 03 |  | Applied waterproofing and tanking systems | Renewal Costs (RC) | Substructure | Bases to supports for tanks, pipes, well heads and the like |  | 3 | 02 | 110 | 000 | 3.02.110
988 | Ss_32_80_03 | 32 | 80 | 03 |  | Applied waterproofing and tanking systems | Maintenance Costs (MC) | Substructure | Bases to supports for tanks, pipes, well heads and the like |  | 5 | 02 | 110 | 000 | 5.02.110
989 | Ss_32_80_03_08 | 32 | 80 | 03 | 08 | Bridge deck liquid sprayed systems | Construction Costs (CC) | Substructure | Bases to supports for tanks, pipes, well heads and the like |  | 2 | 02 | 110 | 000 | 2.02.110
989 | Ss_32_80_03_08 | 32 | 80 | 03 | 08 | Bridge deck liquid sprayed systems | Renewal Costs (RC) | Substructure | Bases to supports for tanks, pipes, well heads and the like |  | 3 | 02 | 110 | 000 | 3.02.110
989 | Ss_32_80_03_08 | 32 | 80 | 03 | 08 | Bridge deck liquid sprayed systems | Maintenance Costs (MC) | Substructure | Bases to supports for tanks, pipes, well heads and the like |  | 5 | 02 | 110 | 000 | 5.02.110
990 | Ss_32_80_03_10 | 32 | 80 | 03 | 10 | Cementitious proprietary mortar slurry tanking systems | Construction Costs (CC) | Substructure | Bases to supports for tanks, pipes, well heads and the like |  | 2 | 02 | 110 | 000 | 2.02.110
990 | Ss_32_80_03_10 | 32 | 80 | 03 | 10 | Cementitious proprietary mortar slurry tanking systems | Renewal Costs (RC) | Substructure | Bases to supports for tanks, pipes, well heads and the like |  | 3 | 02 | 110 | 000 | 3.02.110
990 | Ss_32_80_03_10 | 32 | 80 | 03 | 10 | Cementitious proprietary mortar slurry tanking systems | Maintenance Costs (MC) | Substructure | Bases to supports for tanks, pipes, well heads and the like |  | 5 | 02 | 110 | 000 | 5.02.110
991 | Ss_32_80_03_12 | 32 | 80 | 03 | 12 | Cementitious site-batched-and-mixed mortar tanking systems | Construction Costs (CC) | Substructure | Bases to supports for tanks, pipes, well heads and the like |  | 2 | 02 | 110 | 000 | 2.02.110
991 | Ss_32_80_03_12 | 32 | 80 | 03 | 12 | Cementitious site-batched-and-mixed mortar tanking systems | Renewal Costs (RC) | Substructure | Bases to supports for tanks, pipes, well heads and the like |  | 3 | 02 | 110 | 000 | 3.02.110
991 | Ss_32_80_03_12 | 32 | 80 | 03 | 12 | Cementitious site-batched-and-mixed mortar tanking systems | Maintenance Costs (MC) | Substructure | Bases to supports for tanks, pipes, well heads and the like |  | 5 | 02 | 110 | 000 | 5.02.110
992 | Ss_32_80_03_14 | 32 | 80 | 03 | 14 | Cold-applied liquid external tanking systems | Construction Costs (CC) | Substructure | Bases to supports for tanks, pipes, well heads and the like |  | 2 | 02 | 110 | 000 | 2.02.110
992 | Ss_32_80_03_14 | 32 | 80 | 03 | 14 | Cold-applied liquid external tanking systems | Renewal Costs (RC) | Substructure | Bases to supports for tanks, pipes, well heads and the like |  | 3 | 02 | 110 | 000 | 3.02.110
992 | Ss_32_80_03_14 | 32 | 80 | 03 | 14 | Cold-applied liquid external tanking systems | Maintenance Costs (MC) | Substructure | Bases to supports for tanks, pipes, well heads and the like |  | 5 | 02 | 110 | 000 | 5.02.110
993 | Ss_32_80_03_16 | 32 | 80 | 03 | 16 | Cold-applied liquid sandwiched tanking systems | Construction Costs (CC) | Substructure | Bases to supports for tanks, pipes, well heads and the like |  | 2 | 02 | 110 | 000 | 2.02.110
993 | Ss_32_80_03_16 | 32 | 80 | 03 | 16 | Cold-applied liquid sandwiched tanking systems | Renewal Costs (RC) | Substructure | Bases to supports for tanks, pipes, well heads and the like |  | 3 | 02 | 110 | 000 | 3.02.110
993 | Ss_32_80_03_16 | 32 | 80 | 03 | 16 | Cold-applied liquid sandwiched tanking systems | Maintenance Costs (MC) | Substructure | Bases to supports for tanks, pipes, well heads and the like |  | 5 | 02 | 110 | 000 | 5.02.110
994 | Ss_32_80_03_18 | 32 | 80 | 03 | 18 | Crystallization-active cementitious mortar dry shake tanking systems | Construction Costs (CC) | Substructure | Bases to supports for tanks, pipes, well heads and the like |  | 2 | 02 | 110 | 000 | 2.02.110
994 | Ss_32_80_03_18 | 32 | 80 | 03 | 18 | Crystallization-active cementitious mortar dry shake tanking systems | Renewal Costs (RC) | Substructure | Bases to supports for tanks, pipes, well heads and the like |  | 3 | 02 | 110 | 000 | 3.02.110
994 | Ss_32_80_03_18 | 32 | 80 | 03 | 18 | Crystallization-active cementitious mortar dry shake tanking systems | Maintenance Costs (MC) | Substructure | Bases to supports for tanks, pipes, well heads and the like |  | 5 | 02 | 110 | 000 | 5.02.110
995 | Ss_32_80_03_20 | 32 | 80 | 03 | 20 | Crystallization-active cementitious mortar slurry tanking systems | Construction Costs (CC) | Substructure | Bases to supports for tanks, pipes, well heads and the like |  | 2 | 02 | 110 | 000 | 2.02.110
995 | Ss_32_80_03_20 | 32 | 80 | 03 | 20 | Crystallization-active cementitious mortar slurry tanking systems | Renewal Costs (RC) | Substructure | Bases to supports for tanks, pipes, well heads and the like |  | 3 | 02 | 110 | 000 | 3.02.110
995 | Ss_32_80_03_20 | 32 | 80 | 03 | 20 | Crystallization-active cementitious mortar slurry tanking systems | Maintenance Costs (MC) | Substructure | Bases to supports for tanks, pipes, well heads and the like |  | 5 | 02 | 110 | 000 | 5.02.110
996 | Ss_32_80_03_40 | 32 | 80 | 03 | 40 | Interstitial grouting systems | Construction Costs (CC) | Substructure | Bases to supports for tanks, pipes, well heads and the like |  | 2 | 02 | 110 | 000 | 2.02.110
996 | Ss_32_80_03_40 | 32 | 80 | 03 | 40 | Interstitial grouting systems | Renewal Costs (RC) | Substructure | Bases to supports for tanks, pipes, well heads and the like |  | 3 | 02 | 110 | 000 | 3.02.110
996 | Ss_32_80_03_40 | 32 | 80 | 03 | 40 | Interstitial grouting systems | Maintenance Costs (MC) | Substructure | Bases to supports for tanks, pipes, well heads and the like |  | 5 | 02 | 110 | 000 | 5.02.110
997 | Ss_32_80_03_50 | 32 | 80 | 03 | 50 | Mastic asphalt external tanking systems | Construction Costs (CC) | Substructure | Bases to supports for tanks, pipes, well heads and the like |  | 2 | 02 | 110 | 000 | 2.02.110
997 | Ss_32_80_03_50 | 32 | 80 | 03 | 50 | Mastic asphalt external tanking systems | Renewal Costs (RC) | Substructure | Bases to supports for tanks, pipes, well heads and the like |  | 3 | 02 | 110 | 000 | 3.02.110
997 | Ss_32_80_03_50 | 32 | 80 | 03 | 50 | Mastic asphalt external tanking systems | Maintenance Costs (MC) | Substructure | Bases to supports for tanks, pipes, well heads and the like |  | 5 | 02 | 110 | 000 | 5.02.110
998 | Ss_32_80_03_52 | 32 | 80 | 03 | 52 | Mastic asphalt sandwiched tanking systems | Construction Costs (CC) | Substructure | Bases to supports for tanks, pipes, well heads and the like |  | 2 | 02 | 110 | 000 | 2.02.110
998 | Ss_32_80_03_52 | 32 | 80 | 03 | 52 | Mastic asphalt sandwiched tanking systems | Renewal Costs (RC) | Substructure | Bases to supports for tanks, pipes, well heads and the like |  | 3 | 02 | 110 | 000 | 3.02.110
998 | Ss_32_80_03_52 | 32 | 80 | 03 | 52 | Mastic asphalt sandwiched tanking systems | Maintenance Costs (MC) | Substructure | Bases to supports for tanks, pipes, well heads and the like |  | 5 | 02 | 110 | 000 | 5.02.110
999 | Ss_32_80_03_54 | 32 | 80 | 03 | 54 | Mastic asphalt tank lining systems | Construction Costs (CC) | Substructure | Bases to supports for tanks, pipes, well heads and the like |  | 2 | 02 | 110 | 000 | 2.02.110
999 | Ss_32_80_03_54 | 32 | 80 | 03 | 54 | Mastic asphalt tank lining systems | Renewal Costs (RC) | Substructure | Bases to supports for tanks, pipes, well heads and the like |  | 3 | 02 | 110 | 000 | 3.02.110
999 | Ss_32_80_03_54 | 32 | 80 | 03 | 54 | Mastic asphalt tank lining systems | Maintenance Costs (MC) | Substructure | Bases to supports for tanks, pipes, well heads and the like |  | 5 | 02 | 110 | 000 | 5.02.110
1000 | Ss_32_80_03_90 | 32 | 80 | 03 | 90 | Tunnel spray-applied membrane systems | Construction Costs (CC) | Substructure | Bases to supports for tanks, pipes, well heads and the like |  | 2 | 02 | 110 | 000 | 2.02.110
1000 | Ss_32_80_03_90 | 32 | 80 | 03 | 90 | Tunnel spray-applied membrane systems | Renewal Costs (RC) | Substructure | Bases to supports for tanks, pipes, well heads and the like |  | 3 | 02 | 110 | 000 | 3.02.110
1000 | Ss_32_80_03_90 | 32 | 80 | 03 | 90 | Tunnel spray-applied membrane systems | Maintenance Costs (MC) | Substructure | Bases to supports for tanks, pipes, well heads and the like |  | 5 | 02 | 110 | 000 | 5.02.110
1001 | Ss_32_80_79 | 32 | 80 | 79 |  | Sheeted waterproofing and tanking systems | Construction Costs (CC) | Substructure | Bases to supports for tanks, pipes, well heads and the like |  | 2 | 02 | 110 | 000 | 2.02.110
1001 | Ss_32_80_79 | 32 | 80 | 79 |  | Sheeted waterproofing and tanking systems | Renewal Costs (RC) | Substructure | Bases to supports for tanks, pipes, well heads and the like |  | 3 | 02 | 110 | 000 | 3.02.110
1001 | Ss_32_80_79 | 32 | 80 | 79 |  | Sheeted waterproofing and tanking systems | Maintenance Costs (MC) | Substructure | Bases to supports for tanks, pipes, well heads and the like |  | 5 | 02 | 110 | 000 | 5.02.110
1002 | Ss_32_80_79_08 | 32 | 80 | 79 | 08 | Bridge deck sheet systems | Construction Costs (CC) | Structure | Road/track base |  | 2 | 03 | 060 | 000 | 2.03.060
1002 | Ss_32_80_79_08 | 32 | 80 | 79 | 08 | Bridge deck sheet systems | Renewal Costs (RC) | Structure | Road/track base |  | 3 | 03 | 060 | 000 | 3.03.060
1002 | Ss_32_80_79_08 | 32 | 80 | 79 | 08 | Bridge deck sheet systems | Maintenance Costs (MC) | Structure | Road/track base |  | 5 | 03 | 060 | 000 | 5.03.060
1003 | Ss_32_80_79_30 | 32 | 80 | 79 | 30 | Fully bonded bitumen membrane external tanking systems | Construction Costs (CC) | Structure | Road/track base |  | 2 | 03 | 060 | 000 | 2.03.060
1003 | Ss_32_80_79_30 | 32 | 80 | 79 | 30 | Fully bonded bitumen membrane external tanking systems | Renewal Costs (RC) | Structure | Road/track base |  | 3 | 03 | 060 | 000 | 3.03.060
1003 | Ss_32_80_79_30 | 32 | 80 | 79 | 30 | Fully bonded bitumen membrane external tanking systems | Maintenance Costs (MC) | Structure | Road/track base |  | 5 | 03 | 060 | 000 | 5.03.060
1004 | Ss_32_80_79_32 | 32 | 80 | 79 | 32 | Fully bonded bitumen membrane sandwiched tanking systems | Construction Costs (CC) | Structure | Road/track base |  | 2 | 03 | 060 | 000 | 2.03.060
1004 | Ss_32_80_79_32 | 32 | 80 | 79 | 32 | Fully bonded bitumen membrane sandwiched tanking systems | Renewal Costs (RC) | Structure | Road/track base |  | 3 | 03 | 060 | 000 | 3.03.060
1004 | Ss_32_80_79_32 | 32 | 80 | 79 | 32 | Fully bonded bitumen membrane sandwiched tanking systems | Maintenance Costs (MC) | Structure | Road/track base |  | 5 | 03 | 060 | 000 | 5.03.060
1005 | Ss_32_80_79_33 | 32 | 80 | 79 | 33 | Fully bonded flexible sheet membrane waterproofing systems | Construction Costs (CC) | Structure | Road/track base |  | 2 | 03 | 060 | 000 | 2.03.060
1005 | Ss_32_80_79_33 | 32 | 80 | 79 | 33 | Fully bonded flexible sheet membrane waterproofing systems | Renewal Costs (RC) | Structure | Road/track base |  | 3 | 03 | 060 | 000 | 3.03.060
1005 | Ss_32_80_79_33 | 32 | 80 | 79 | 33 | Fully bonded flexible sheet membrane waterproofing systems | Maintenance Costs (MC) | Structure | Road/track base |  | 5 | 03 | 060 | 000 | 5.03.060
1006 | Ss_32_80_79_35 | 32 | 80 | 79 | 35 | Ground supported water retention sheet lining systems | Construction Costs (CC) | Structure | Road/track base |  | 2 | 03 | 060 | 000 | 2.03.060
1006 | Ss_32_80_79_35 | 32 | 80 | 79 | 35 | Ground supported water retention sheet lining systems | Renewal Costs (RC) | Structure | Road/track base |  | 3 | 03 | 060 | 000 | 3.03.060
1006 | Ss_32_80_79_35 | 32 | 80 | 79 | 35 | Ground supported water retention sheet lining systems | Maintenance Costs (MC) | Structure | Road/track base |  | 5 | 03 | 060 | 000 | 5.03.060
1007 | Ss_32_80_79_36 | 32 | 80 | 79 | 36 | Hard rigid plastics sheet membrane waterproofing systems | Construction Costs (CC) | Structure | Road/track base |  | 2 | 03 | 060 | 000 | 2.03.060
1007 | Ss_32_80_79_36 | 32 | 80 | 79 | 36 | Hard rigid plastics sheet membrane waterproofing systems | Renewal Costs (RC) | Structure | Road/track base |  | 3 | 03 | 060 | 000 | 3.03.060
1007 | Ss_32_80_79_36 | 32 | 80 | 79 | 36 | Hard rigid plastics sheet membrane waterproofing systems | Maintenance Costs (MC) | Structure | Road/track base |  | 5 | 03 | 060 | 000 | 5.03.060
1008 | Ss_32_80_79_40 | 32 | 80 | 79 | 40 | High density plastics studded membrane cavity drain waterproofing systems | Construction Costs (CC) | Structure | Road/track base |  | 2 | 03 | 060 | 000 | 2.03.060
1008 | Ss_32_80_79_40 | 32 | 80 | 79 | 40 | High density plastics studded membrane cavity drain waterproofing systems | Renewal Costs (RC) | Structure | Road/track base |  | 3 | 03 | 060 | 000 | 3.03.060
1008 | Ss_32_80_79_40 | 32 | 80 | 79 | 40 | High density plastics studded membrane cavity drain waterproofing systems | Maintenance Costs (MC) | Structure | Road/track base |  | 5 | 03 | 060 | 000 | 5.03.060
1009 | Ss_32_80_79_45 | 32 | 80 | 79 | 45 | Loose-laid bentonite membrane external or sandwiched tanking systems | Construction Costs (CC) | Structure | Road/track base |  | 2 | 03 | 060 | 000 | 2.03.060
1009 | Ss_32_80_79_45 | 32 | 80 | 79 | 45 | Loose-laid bentonite membrane external or sandwiched tanking systems | Renewal Costs (RC) | Structure | Road/track base |  | 3 | 03 | 060 | 000 | 3.03.060
1009 | Ss_32_80_79_45 | 32 | 80 | 79 | 45 | Loose-laid bentonite membrane external or sandwiched tanking systems | Maintenance Costs (MC) | Structure | Road/track base |  | 5 | 03 | 060 | 000 | 5.03.060
1010 | Ss_32_80_79_75 | 32 | 80 | 79 | 75 | Self-adhesive bitumen membrane external tanking systems | Construction Costs (CC) | Structure | Road/track base |  | 2 | 03 | 060 | 000 | 2.03.060
1010 | Ss_32_80_79_75 | 32 | 80 | 79 | 75 | Self-adhesive bitumen membrane external tanking systems | Renewal Costs (RC) | Structure | Road/track base |  | 3 | 03 | 060 | 000 | 3.03.060
1010 | Ss_32_80_79_75 | 32 | 80 | 79 | 75 | Self-adhesive bitumen membrane external tanking systems | Maintenance Costs (MC) | Structure | Road/track base |  | 5 | 03 | 060 | 000 | 5.03.060
1011 | Ss_32_80_79_77 | 32 | 80 | 79 | 77 | Self-adhesive bitumen membrane sandwiched tanking systems | Construction Costs (CC) | Structure | Road/track base |  | 2 | 03 | 060 | 000 | 2.03.060
1011 | Ss_32_80_79_77 | 32 | 80 | 79 | 77 | Self-adhesive bitumen membrane sandwiched tanking systems | Renewal Costs (RC) | Structure | Road/track base |  | 3 | 03 | 060 | 000 | 3.03.060
1011 | Ss_32_80_79_77 | 32 | 80 | 79 | 77 | Self-adhesive bitumen membrane sandwiched tanking systems | Maintenance Costs (MC) | Structure | Road/track base |  | 5 | 03 | 060 | 000 | 5.03.060
1012 | Ss_32_80_79_84 | 32 | 80 | 79 | 84 | Steel membrane waterproofing systems | Construction Costs (CC) | Structure | Road/track base |  | 2 | 03 | 060 | 000 | 2.03.060
1012 | Ss_32_80_79_84 | 32 | 80 | 79 | 84 | Steel membrane waterproofing systems | Renewal Costs (RC) | Structure | Road/track base |  | 3 | 03 | 060 | 000 | 3.03.060
1012 | Ss_32_80_79_84 | 32 | 80 | 79 | 84 | Steel membrane waterproofing systems | Maintenance Costs (MC) | Structure | Road/track base |  | 5 | 03 | 060 | 000 | 5.03.060
1013 | Ss_32_80_79_85 | 32 | 80 | 79 | 85 | Structure supported water retention sheet lining systems | Construction Costs (CC) | Structure | Road/track base |  | 2 | 03 | 060 | 000 | 2.03.060
1013 | Ss_32_80_79_85 | 32 | 80 | 79 | 85 | Structure supported water retention sheet lining systems | Renewal Costs (RC) | Structure | Road/track base |  | 3 | 03 | 060 | 000 | 3.03.060
1013 | Ss_32_80_79_85 | 32 | 80 | 79 | 85 | Structure supported water retention sheet lining systems | Maintenance Costs (MC) | Structure | Road/track base |  | 5 | 03 | 060 | 000 | 5.03.060
1014 | Ss_32_80_79_90 | 32 | 80 | 79 | 90 | Tunnel sheet membrane systems | Construction Costs (CC) | Structure | Road/track base |  | 2 | 03 | 060 | 000 | 2.03.060
1014 | Ss_32_80_79_90 | 32 | 80 | 79 | 90 | Tunnel sheet membrane systems | Renewal Costs (RC) | Structure | Road/track base |  | 3 | 03 | 060 | 000 | 3.03.060
1014 | Ss_32_80_79_90 | 32 | 80 | 79 | 90 | Tunnel sheet membrane systems | Maintenance Costs (MC) | Structure | Road/track base |  | 5 | 03 | 060 | 000 | 5.03.060
1015 | Ss_32_80_79_92 | 32 | 80 | 79 | 92 | Unbonded flexible sheet membrane waterproofing systems | Construction Costs (CC) | Structure | Road/track base |  | 2 | 03 | 060 | 000 | 2.03.060
1015 | Ss_32_80_79_92 | 32 | 80 | 79 | 92 | Unbonded flexible sheet membrane waterproofing systems | Renewal Costs (RC) | Structure | Road/track base |  | 3 | 03 | 060 | 000 | 3.03.060
1015 | Ss_32_80_79_92 | 32 | 80 | 79 | 92 | Unbonded flexible sheet membrane waterproofing systems | Maintenance Costs (MC) | Structure | Road/track base |  | 5 | 03 | 060 | 000 | 5.03.060
1016 | Ss_35 | 35 |  |  |  | Stair and ramp systems | Construction Costs (CC) | Structure | Road/track base |  | 2 | 03 | 060 | 000 | 2.03.060
1016 | Ss_35 | 35 |  |  |  | Stair and ramp systems | Renewal Costs (RC) | Structure | Road/track base |  | 3 | 03 | 060 | 000 | 3.03.060
1016 | Ss_35 | 35 |  |  |  | Stair and ramp systems | Maintenance Costs (MC) | Structure | Road/track base |  | 5 | 03 | 060 | 000 | 5.03.060
1017 | Ss_35_10 | 35 | 10 |  |  | Stair and ramp structure systems | Construction Costs (CC) | Structure | Road/track base |  | 2 | 03 | 060 | 000 | 2.03.060
1017 | Ss_35_10 | 35 | 10 |  |  | Stair and ramp structure systems | Renewal Costs (RC) | Structure | Road/track base |  | 3 | 03 | 060 | 000 | 3.03.060
1017 | Ss_35_10 | 35 | 10 |  |  | Stair and ramp structure systems | Maintenance Costs (MC) | Structure | Road/track base |  | 5 | 03 | 060 | 000 | 5.03.060
1018 | Ss_35_10_25 | 35 | 10 | 25 |  | External stair and ramp systems | Construction Costs (CC) | Structure | Road/track base |  | 2 | 03 | 060 | 000 | 2.03.060
1018 | Ss_35_10_25 | 35 | 10 | 25 |  | External stair and ramp systems | Renewal Costs (RC) | Structure | Road/track base |  | 3 | 03 | 060 | 000 | 3.03.060
1018 | Ss_35_10_25 | 35 | 10 | 25 |  | External stair and ramp systems | Maintenance Costs (MC) | Structure | Road/track base |  | 5 | 03 | 060 | 000 | 5.03.060
1019 | Ss_35_10_25_34 | 35 | 10 | 25 | 34 | Ground bearing external ramp systems | Construction Costs (CC) | Structure | Road/track base |  | 2 | 03 | 060 | 000 | 2.03.060
1019 | Ss_35_10_25_34 | 35 | 10 | 25 | 34 | Ground bearing external ramp systems | Renewal Costs (RC) | Structure | Road/track base |  | 3 | 03 | 060 | 000 | 3.03.060
1019 | Ss_35_10_25_34 | 35 | 10 | 25 | 34 | Ground bearing external ramp systems | Maintenance Costs (MC) | Structure | Road/track base |  | 5 | 03 | 060 | 000 | 5.03.060
1020 | Ss_35_10_25_35 | 35 | 10 | 25 | 35 | Ground bearing external stair systems | Construction Costs (CC) | Structure | Road/track base |  | 2 | 03 | 060 | 000 | 2.03.060
1020 | Ss_35_10_25_35 | 35 | 10 | 25 | 35 | Ground bearing external stair systems | Renewal Costs (RC) | Structure | Road/track base |  | 3 | 03 | 060 | 000 | 3.03.060
1020 | Ss_35_10_25_35 | 35 | 10 | 25 | 35 | Ground bearing external stair systems | Maintenance Costs (MC) | Structure | Road/track base |  | 5 | 03 | 060 | 000 | 5.03.060
1021 | Ss_35_10_25_83 | 35 | 10 | 25 | 83 | Suspended external ramp systems | Construction Costs (CC) | Structure | Road/track base |  | 2 | 03 | 060 | 000 | 2.03.060
1021 | Ss_35_10_25_83 | 35 | 10 | 25 | 83 | Suspended external ramp systems | Renewal Costs (RC) | Structure | Road/track base |  | 3 | 03 | 060 | 000 | 3.03.060
1021 | Ss_35_10_25_83 | 35 | 10 | 25 | 83 | Suspended external ramp systems | Maintenance Costs (MC) | Structure | Road/track base |  | 5 | 03 | 060 | 000 | 5.03.060
1022 | Ss_35_10_25_85 | 35 | 10 | 25 | 85 | Suspended external stair systems | Construction Costs (CC) | Structure | Road/track base |  | 2 | 03 | 060 | 000 | 2.03.060
1022 | Ss_35_10_25_85 | 35 | 10 | 25 | 85 | Suspended external stair systems | Renewal Costs (RC) | Structure | Road/track base |  | 3 | 03 | 060 | 000 | 3.03.060
1022 | Ss_35_10_25_85 | 35 | 10 | 25 | 85 | Suspended external stair systems | Maintenance Costs (MC) | Structure | Road/track base |  | 5 | 03 | 060 | 000 | 5.03.060
1023 | Ss_35_10_30 | 35 | 10 | 30 |  | Fixed utilitarian access systems | Construction Costs (CC) | Structure | Road/track base |  | 2 | 03 | 060 | 000 | 2.03.060
1023 | Ss_35_10_30 | 35 | 10 | 30 |  | Fixed utilitarian access systems | Renewal Costs (RC) | Structure | Road/track base |  | 3 | 03 | 060 | 000 | 3.03.060
1023 | Ss_35_10_30 | 35 | 10 | 30 |  | Fixed utilitarian access systems | Maintenance Costs (MC) | Structure | Road/track base |  | 5 | 03 | 060 | 000 | 5.03.060
1024 | Ss_35_10_30_15 | 35 | 10 | 30 | 15 | Companionway ladder systems | Construction Costs (CC) | Structure | Road/track base |  | 2 | 03 | 060 | 000 | 2.03.060
1024 | Ss_35_10_30_15 | 35 | 10 | 30 | 15 | Companionway ladder systems | Renewal Costs (RC) | Structure | Road/track base |  | 3 | 03 | 060 | 000 | 3.03.060
1024 | Ss_35_10_30_15 | 35 | 10 | 30 | 15 | Companionway ladder systems | Maintenance Costs (MC) | Structure | Road/track base |  | 5 | 03 | 060 | 000 | 5.03.060
1025 | Ss_35_10_30_40 | 35 | 10 | 30 | 40 | Industrial stair systems | Construction Costs (CC) | Structure | Road/track base |  | 2 | 03 | 060 | 000 | 2.03.060
1025 | Ss_35_10_30_40 | 35 | 10 | 30 | 40 | Industrial stair systems | Renewal Costs (RC) | Structure | Road/track base |  | 3 | 03 | 060 | 000 | 3.03.060
1025 | Ss_35_10_30_40 | 35 | 10 | 30 | 40 | Industrial stair systems | Maintenance Costs (MC) | Structure | Road/track base |  | 5 | 03 | 060 | 000 | 5.03.060
1026 | Ss_35_10_30_60 | 35 | 10 | 30 | 60 | Permanently-fixed roof ladder systems | Construction Costs (CC) | Structure | Road/track base |  | 2 | 03 | 060 | 000 | 2.03.060
1026 | Ss_35_10_30_60 | 35 | 10 | 30 | 60 | Permanently-fixed roof ladder systems | Renewal Costs (RC) | Structure | Road/track base |  | 3 | 03 | 060 | 000 | 3.03.060
1026 | Ss_35_10_30_60 | 35 | 10 | 30 | 60 | Permanently-fixed roof ladder systems | Maintenance Costs (MC) | Structure | Road/track base |  | 5 | 03 | 060 | 000 | 5.03.060
1027 | Ss_35_10_30_62 | 35 | 10 | 30 | 62 | Permanently-fixed vertical ladder systems | Construction Costs (CC) | Structure | Road/track base |  | 2 | 03 | 060 | 000 | 2.03.060
1027 | Ss_35_10_30_62 | 35 | 10 | 30 | 62 | Permanently-fixed vertical ladder systems | Renewal Costs (RC) | Structure | Road/track base |  | 3 | 03 | 060 | 000 | 3.03.060
1027 | Ss_35_10_30_62 | 35 | 10 | 30 | 62 | Permanently-fixed vertical ladder systems | Maintenance Costs (MC) | Structure | Road/track base |  | 5 | 03 | 060 | 000 | 5.03.060
1028 | Ss_35_10_30_95 | 35 | 10 | 30 | 95 | Working platform and walkway systems | Construction Costs (CC) | Structure | Road/track base |  | 2 | 03 | 060 | 000 | 2.03.060
1028 | Ss_35_10_30_95 | 35 | 10 | 30 | 95 | Working platform and walkway systems | Renewal Costs (RC) | Structure | Road/track base |  | 3 | 03 | 060 | 000 | 3.03.060
1028 | Ss_35_10_30_95 | 35 | 10 | 30 | 95 | Working platform and walkway systems | Maintenance Costs (MC) | Structure | Road/track base |  | 5 | 03 | 060 | 000 | 5.03.060
1029 | Ss_35_10_40 | 35 | 10 | 40 |  | Internal stair and ramp systems | Construction Costs (CC) | Structure | Road/track base |  | 2 | 03 | 060 | 000 | 2.03.060
1029 | Ss_35_10_40 | 35 | 10 | 40 |  | Internal stair and ramp systems | Renewal Costs (RC) | Structure | Road/track base |  | 3 | 03 | 060 | 000 | 3.03.060
1029 | Ss_35_10_40 | 35 | 10 | 40 |  | Internal stair and ramp systems | Maintenance Costs (MC) | Structure | Road/track base |  | 5 | 03 | 060 | 000 | 5.03.060
1030 | Ss_35_10_40_20 | 35 | 10 | 40 | 20 | Curved internal stair systems | Construction Costs (CC) | Structure | Road/track base |  | 2 | 03 | 060 | 000 | 2.03.060
1030 | Ss_35_10_40_20 | 35 | 10 | 40 | 20 | Curved internal stair systems | Renewal Costs (RC) | Structure | Road/track base |  | 3 | 03 | 060 | 000 | 3.03.060
1030 | Ss_35_10_40_20 | 35 | 10 | 40 | 20 | Curved internal stair systems | Maintenance Costs (MC) | Structure | Road/track base |  | 5 | 03 | 060 | 000 | 5.03.060
1031 | Ss_35_10_40_40 | 35 | 10 | 40 | 40 | Internal ramp systems | Construction Costs (CC) | Structure | Road/track base |  | 2 | 03 | 060 | 000 | 2.03.060
1031 | Ss_35_10_40_40 | 35 | 10 | 40 | 40 | Internal ramp systems | Renewal Costs (RC) | Structure | Road/track base |  | 3 | 03 | 060 | 000 | 3.03.060
1031 | Ss_35_10_40_40 | 35 | 10 | 40 | 40 | Internal ramp systems | Maintenance Costs (MC) | Structure | Road/track base |  | 5 | 03 | 060 | 000 | 5.03.060
1032 | Ss_35_10_40_42 | 35 | 10 | 40 | 42 | Internal stair systems | Construction Costs (CC) | Structure | Road/track base |  | 2 | 03 | 060 | 000 | 2.03.060
1032 | Ss_35_10_40_42 | 35 | 10 | 40 | 42 | Internal stair systems | Renewal Costs (RC) | Structure | Road/track base |  | 3 | 03 | 060 | 000 | 3.03.060
1032 | Ss_35_10_40_42 | 35 | 10 | 40 | 42 | Internal stair systems | Maintenance Costs (MC) | Structure | Road/track base |  | 5 | 03 | 060 | 000 | 5.03.060
1033 | Ss_35_10_40_84 | 35 | 10 | 40 | 84 | Straight internal stair systems | Construction Costs (CC) | Structure | Road/track base |  | 2 | 03 | 060 | 000 | 2.03.060
1033 | Ss_35_10_40_84 | 35 | 10 | 40 | 84 | Straight internal stair systems | Renewal Costs (RC) | Structure | Road/track base |  | 3 | 03 | 060 | 000 | 3.03.060
1033 | Ss_35_10_40_84 | 35 | 10 | 40 | 84 | Straight internal stair systems | Maintenance Costs (MC) | Structure | Road/track base |  | 5 | 03 | 060 | 000 | 5.03.060
1034 | Ss_35_10_85 | 35 | 10 | 85 |  | Structural stair and ramp systems | Construction Costs (CC) | Structure | Road/track base |  | 2 | 03 | 060 | 000 | 2.03.060
1034 | Ss_35_10_85 | 35 | 10 | 85 |  | Structural stair and ramp systems | Renewal Costs (RC) | Structure | Road/track base |  | 3 | 03 | 060 | 000 | 3.03.060
1034 | Ss_35_10_85 | 35 | 10 | 85 |  | Structural stair and ramp systems | Maintenance Costs (MC) | Structure | Road/track base |  | 5 | 03 | 060 | 000 | 5.03.060
1035 | Ss_35_10_85_15 | 35 | 10 | 85 | 15 | Concrete stair or ramp systems | Construction Costs (CC) | Structure | Road/track base |  | 2 | 03 | 060 | 000 | 2.03.060
1035 | Ss_35_10_85_15 | 35 | 10 | 85 | 15 | Concrete stair or ramp systems | Renewal Costs (RC) | Structure | Road/track base |  | 3 | 03 | 060 | 000 | 3.03.060
1035 | Ss_35_10_85_15 | 35 | 10 | 85 | 15 | Concrete stair or ramp systems | Maintenance Costs (MC) | Structure | Road/track base |  | 5 | 03 | 060 | 000 | 5.03.060
1036 | Ss_35_10_85_35 | 35 | 10 | 85 | 35 | Heavy steel stair or ramp systems | Construction Costs (CC) | Structure | Road/track base |  | 2 | 03 | 060 | 000 | 2.03.060
1036 | Ss_35_10_85_35 | 35 | 10 | 85 | 35 | Heavy steel stair or ramp systems | Renewal Costs (RC) | Structure | Road/track base |  | 3 | 03 | 060 | 000 | 3.03.060
1036 | Ss_35_10_85_35 | 35 | 10 | 85 | 35 | Heavy steel stair or ramp systems | Maintenance Costs (MC) | Structure | Road/track base |  | 5 | 03 | 060 | 000 | 5.03.060
1037 | Ss_35_10_85_65 | 35 | 10 | 85 | 65 | Precast concrete stair or ramp systems | Construction Costs (CC) | Structure | Road/track base |  | 2 | 03 | 060 | 000 | 2.03.060
1037 | Ss_35_10_85_65 | 35 | 10 | 85 | 65 | Precast concrete stair or ramp systems | Renewal Costs (RC) | Structure | Road/track base |  | 3 | 03 | 060 | 000 | 3.03.060
1037 | Ss_35_10_85_65 | 35 | 10 | 85 | 65 | Precast concrete stair or ramp systems | Maintenance Costs (MC) | Structure | Road/track base |  | 5 | 03 | 060 | 000 | 5.03.060
1038 | Ss_35_10_85_90 | 35 | 10 | 85 | 90 | Timber stair or ramp systems | Construction Costs (CC) | Structure | Road/track base |  | 2 | 03 | 060 | 000 | 2.03.060
1038 | Ss_35_10_85_90 | 35 | 10 | 85 | 90 | Timber stair or ramp systems | Renewal Costs (RC) | Structure | Road/track base |  | 3 | 03 | 060 | 000 | 3.03.060
1038 | Ss_35_10_85_90 | 35 | 10 | 85 | 90 | Timber stair or ramp systems | Maintenance Costs (MC) | Structure | Road/track base |  | 5 | 03 | 060 | 000 | 5.03.060
1039 | Ss_35_30 | 35 | 30 |  |  | Stair and ramp opening systems | Construction Costs (CC) | Structure | Road/track base |  | 2 | 03 | 060 | 000 | 2.03.060
1039 | Ss_35_30 | 35 | 30 |  |  | Stair and ramp opening systems | Renewal Costs (RC) | Structure | Road/track base |  | 3 | 03 | 060 | 000 | 3.03.060
1039 | Ss_35_30 | 35 | 30 |  |  | Stair and ramp opening systems | Maintenance Costs (MC) | Structure | Road/track base |  | 5 | 03 | 060 | 000 | 5.03.060
1040 | Ss_35_30_15 | 35 | 30 | 15 |  | Concrete stair and ramp glazing systems | Construction Costs (CC) | Structure | Road/track base |  | 2 | 03 | 060 | 000 | 2.03.060
1040 | Ss_35_30_15 | 35 | 30 | 15 |  | Concrete stair and ramp glazing systems | Renewal Costs (RC) | Structure | Road/track base |  | 3 | 03 | 060 | 000 | 3.03.060
1040 | Ss_35_30_15 | 35 | 30 | 15 |  | Concrete stair and ramp glazing systems | Maintenance Costs (MC) | Structure | Road/track base |  | 5 | 03 | 060 | 000 | 5.03.060
1041 | Ss_35_30_15_15 | 35 | 30 | 15 | 15 | Concrete stair tread glazing systems | Construction Costs (CC) | Structure | Road/track base |  | 2 | 03 | 060 | 000 | 2.03.060
1041 | Ss_35_30_15_15 | 35 | 30 | 15 | 15 | Concrete stair tread glazing systems | Renewal Costs (RC) | Structure | Road/track base |  | 3 | 03 | 060 | 000 | 3.03.060
1041 | Ss_35_30_15_15 | 35 | 30 | 15 | 15 | Concrete stair tread glazing systems | Maintenance Costs (MC) | Structure | Road/track base |  | 5 | 03 | 060 | 000 | 5.03.060
1042 | Ss_35_40 | 35 | 40 |  |  | Stair and ramp covering and finishing systems | Construction Costs (CC) | Structure | Road/track base |  | 2 | 03 | 060 | 000 | 2.03.060
1042 | Ss_35_40 | 35 | 40 |  |  | Stair and ramp covering and finishing systems | Renewal Costs (RC) | Structure | Road/track base |  | 3 | 03 | 060 | 000 | 3.03.060
1042 | Ss_35_40 | 35 | 40 |  |  | Stair and ramp covering and finishing systems | Maintenance Costs (MC) | Structure | Road/track base |  | 5 | 03 | 060 | 000 | 5.03.060
1043 | Ss_35_40_82 | 35 | 40 | 82 |  | Stair carpeting systems | Construction Costs (CC) | Structure | Road/track base |  | 2 | 03 | 060 | 000 | 2.03.060
1043 | Ss_35_40_82 | 35 | 40 | 82 |  | Stair carpeting systems | Renewal Costs (RC) | Structure | Road/track base |  | 3 | 03 | 060 | 000 | 3.03.060
1043 | Ss_35_40_82 | 35 | 40 | 82 |  | Stair carpeting systems | Maintenance Costs (MC) | Structure | Road/track base |  | 5 | 03 | 060 | 000 | 5.03.060
1044 | Ss_35_40_82_05 | 35 | 40 | 82 | 05 | Adhesive-fixed stair carpeting systems | Construction Costs (CC) | Structure | Road/track base |  | 2 | 03 | 060 | 000 | 2.03.060
1044 | Ss_35_40_82_05 | 35 | 40 | 82 | 05 | Adhesive-fixed stair carpeting systems | Renewal Costs (RC) | Structure | Road/track base |  | 3 | 03 | 060 | 000 | 3.03.060
1044 | Ss_35_40_82_05 | 35 | 40 | 82 | 05 | Adhesive-fixed stair carpeting systems | Maintenance Costs (MC) | Structure | Road/track base |  | 5 | 03 | 060 | 000 | 5.03.060
1045 | Ss_35_95 | 35 | 95 |  |  | Temporary stair and ramp systems | Construction Costs (CC) | Structure | Road/track base |  | 2 | 03 | 060 | 000 | 2.03.060
1045 | Ss_35_95 | 35 | 95 |  |  | Temporary stair and ramp systems | Renewal Costs (RC) | Structure | Road/track base |  | 3 | 03 | 060 | 000 | 3.03.060
1045 | Ss_35_95 | 35 | 95 |  |  | Temporary stair and ramp systems | Maintenance Costs (MC) | Structure | Road/track base |  | 5 | 03 | 060 | 000 | 5.03.060
1046 | Ss_37 | 37 |  |  |  | Tunnel, shaft, vessel and tower systems | Construction Costs (CC) | Services and equipment | Movement systems: lifts/ elevators/ conveyors |  | 2 | 05 | 120 | 000 | 2.05.120
1046 | Ss_37 | 37 |  |  |  | Tunnel, shaft, vessel and tower systems | Renewal Costs (RC) | Services and equipment | Movement systems: lifts/ elevators/ conveyors |  | 3 | 05 | 120 | 000 | 3.05.120
1046 | Ss_37 | 37 |  |  |  | Tunnel, shaft, vessel and tower systems | Maintenance Costs (MC) | Services and equipment | Movement systems: lifts/ elevators/ conveyors |  | 5 | 05 | 120 | 000 | 5.05.120
1047 | Ss_37_14 | 37 | 14 |  |  | Chute systems | Construction Costs (CC) | Services and equipment | Movement systems: lifts/ elevators/ conveyors |  | 2 | 05 | 120 | 000 | 2.05.120
1047 | Ss_37_14 | 37 | 14 |  |  | Chute systems | Renewal Costs (RC) | Services and equipment | Movement systems: lifts/ elevators/ conveyors |  | 3 | 05 | 120 | 000 | 3.05.120
1047 | Ss_37_14 | 37 | 14 |  |  | Chute systems | Maintenance Costs (MC) | Services and equipment | Movement systems: lifts/ elevators/ conveyors |  | 5 | 05 | 120 | 000 | 5.05.120
1048 | Ss_37_14_10 | 37 | 14 | 10 |  | Bulk material chute systems | Construction Costs (CC) | Services and equipment | Movement systems: lifts/ elevators/ conveyors |  | 2 | 05 | 120 | 000 | 2.05.120
1048 | Ss_37_14_10 | 37 | 14 | 10 |  | Bulk material chute systems | Renewal Costs (RC) | Services and equipment | Movement systems: lifts/ elevators/ conveyors |  | 3 | 05 | 120 | 000 | 3.05.120
1048 | Ss_37_14_10 | 37 | 14 | 10 |  | Bulk material chute systems | Maintenance Costs (MC) | Services and equipment | Movement systems: lifts/ elevators/ conveyors |  | 5 | 05 | 120 | 000 | 5.05.120
1049 | Ss_37_14_25 | 37 | 14 | 25 |  | Escape chute systems | Construction Costs (CC) | Services and equipment | Movement systems: lifts/ elevators/ conveyors |  | 2 | 05 | 120 | 000 | 2.05.120
1049 | Ss_37_14_25 | 37 | 14 | 25 |  | Escape chute systems | Renewal Costs (RC) | Services and equipment | Movement systems: lifts/ elevators/ conveyors |  | 3 | 05 | 120 | 000 | 3.05.120
1049 | Ss_37_14_25 | 37 | 14 | 25 |  | Escape chute systems | Maintenance Costs (MC) | Services and equipment | Movement systems: lifts/ elevators/ conveyors |  | 5 | 05 | 120 | 000 | 5.05.120
1050 | Ss_37_14_70 | 37 | 14 | 70 |  | Refuse and linen chute systems | Construction Costs (CC) | Services and equipment | Movement systems: lifts/ elevators/ conveyors |  | 2 | 05 | 120 | 000 | 2.05.120
1050 | Ss_37_14_70 | 37 | 14 | 70 |  | Refuse and linen chute systems | Renewal Costs (RC) | Services and equipment | Movement systems: lifts/ elevators/ conveyors |  | 3 | 05 | 120 | 000 | 3.05.120
1050 | Ss_37_14_70 | 37 | 14 | 70 |  | Refuse and linen chute systems | Maintenance Costs (MC) | Services and equipment | Movement systems: lifts/ elevators/ conveyors |  | 5 | 05 | 120 | 000 | 5.05.120
1051 | Ss_37_14_70_08 | 37 | 14 | 70 | 08 | Built-in linen chute systems | Construction Costs (CC) | Services and equipment | Movement systems: lifts/ elevators/ conveyors |  | 2 | 05 | 120 | 000 | 2.05.120
1051 | Ss_37_14_70_08 | 37 | 14 | 70 | 08 | Built-in linen chute systems | Renewal Costs (RC) | Services and equipment | Movement systems: lifts/ elevators/ conveyors |  | 3 | 05 | 120 | 000 | 3.05.120
1051 | Ss_37_14_70_08 | 37 | 14 | 70 | 08 | Built-in linen chute systems | Maintenance Costs (MC) | Services and equipment | Movement systems: lifts/ elevators/ conveyors |  | 5 | 05 | 120 | 000 | 5.05.120
1052 | Ss_37_14_70_10 | 37 | 14 | 70 | 10 | Built-in refuse chute systems | Construction Costs (CC) | Services and equipment | Movement systems: lifts/ elevators/ conveyors |  | 2 | 05 | 120 | 000 | 2.05.120
1052 | Ss_37_14_70_10 | 37 | 14 | 70 | 10 | Built-in refuse chute systems | Renewal Costs (RC) | Services and equipment | Movement systems: lifts/ elevators/ conveyors |  | 3 | 05 | 120 | 000 | 3.05.120
1052 | Ss_37_14_70_10 | 37 | 14 | 70 | 10 | Built-in refuse chute systems | Maintenance Costs (MC) | Services and equipment | Movement systems: lifts/ elevators/ conveyors |  | 5 | 05 | 120 | 000 | 5.05.120
1053 | Ss_37_14_70_63 | 37 | 14 | 70 | 63 | Post-fixed linen chute systems | Construction Costs (CC) | Services and equipment | Movement systems: lifts/ elevators/ conveyors |  | 2 | 05 | 120 | 000 | 2.05.120
1053 | Ss_37_14_70_63 | 37 | 14 | 70 | 63 | Post-fixed linen chute systems | Renewal Costs (RC) | Services and equipment | Movement systems: lifts/ elevators/ conveyors |  | 3 | 05 | 120 | 000 | 3.05.120
1053 | Ss_37_14_70_63 | 37 | 14 | 70 | 63 | Post-fixed linen chute systems | Maintenance Costs (MC) | Services and equipment | Movement systems: lifts/ elevators/ conveyors |  | 5 | 05 | 120 | 000 | 5.05.120
1054 | Ss_37_14_70_65 | 37 | 14 | 70 | 65 | Post-fixed refuse chute systems | Construction Costs (CC) | Services and equipment | Movement systems: lifts/ elevators/ conveyors |  | 2 | 05 | 120 | 000 | 2.05.120
1054 | Ss_37_14_70_65 | 37 | 14 | 70 | 65 | Post-fixed refuse chute systems | Renewal Costs (RC) | Services and equipment | Movement systems: lifts/ elevators/ conveyors |  | 3 | 05 | 120 | 000 | 3.05.120
1054 | Ss_37_14_70_65 | 37 | 14 | 70 | 65 | Post-fixed refuse chute systems | Maintenance Costs (MC) | Services and equipment | Movement systems: lifts/ elevators/ conveyors |  | 5 | 05 | 120 | 000 | 5.05.120
1055 | Ss_37_16 | 37 | 16 |  |  | Vessel and trench systems | Construction Costs (CC) | Services and equipment | Movement systems: lifts/ elevators/ conveyors |  | 2 | 05 | 120 | 000 | 2.05.120
1055 | Ss_37_16 | 37 | 16 |  |  | Vessel and trench systems | Renewal Costs (RC) | Services and equipment | Movement systems: lifts/ elevators/ conveyors |  | 3 | 05 | 120 | 000 | 3.05.120
1055 | Ss_37_16 | 37 | 16 |  |  | Vessel and trench systems | Maintenance Costs (MC) | Services and equipment | Movement systems: lifts/ elevators/ conveyors |  | 5 | 05 | 120 | 000 | 5.05.120
1056 | Ss_37_16_02 | 37 | 16 | 02 |  | Above ground pool systems | Construction Costs (CC) | Services and equipment | Movement systems: lifts/ elevators/ conveyors |  | 2 | 05 | 120 | 000 | 2.05.120
1056 | Ss_37_16_02 | 37 | 16 | 02 |  | Above ground pool systems | Renewal Costs (RC) | Services and equipment | Movement systems: lifts/ elevators/ conveyors |  | 3 | 05 | 120 | 000 | 3.05.120
1056 | Ss_37_16_02 | 37 | 16 | 02 |  | Above ground pool systems | Maintenance Costs (MC) | Services and equipment | Movement systems: lifts/ elevators/ conveyors |  | 5 | 05 | 120 | 000 | 5.05.120
1057 | Ss_37_16_05 | 37 | 16 | 05 |  | Basement water retaining systems | Construction Costs (CC) | Services and equipment | Movement systems: lifts/ elevators/ conveyors |  | 2 | 05 | 120 | 000 | 2.05.120
1057 | Ss_37_16_05 | 37 | 16 | 05 |  | Basement water retaining systems | Renewal Costs (RC) | Services and equipment | Movement systems: lifts/ elevators/ conveyors |  | 3 | 05 | 120 | 000 | 3.05.120
1057 | Ss_37_16_05 | 37 | 16 | 05 |  | Basement water retaining systems | Maintenance Costs (MC) | Services and equipment | Movement systems: lifts/ elevators/ conveyors |  | 5 | 05 | 120 | 000 | 5.05.120
1058 | Ss_37_16_10 | 37 | 16 | 10 |  | Bund systems | Construction Costs (CC) | Services and equipment | Movement systems: lifts/ elevators/ conveyors |  | 2 | 05 | 120 | 000 | 2.05.120
1058 | Ss_37_16_10 | 37 | 16 | 10 |  | Bund systems | Renewal Costs (RC) | Services and equipment | Movement systems: lifts/ elevators/ conveyors |  | 3 | 05 | 120 | 000 | 3.05.120
1058 | Ss_37_16_10 | 37 | 16 | 10 |  | Bund systems | Maintenance Costs (MC) | Services and equipment | Movement systems: lifts/ elevators/ conveyors |  | 5 | 05 | 120 | 000 | 5.05.120
1059 | Ss_37_16_10_32 | 37 | 16 | 10 | 32 | Fuel tank bund systems | Construction Costs (CC) | Services and equipment | Movement systems: lifts/ elevators/ conveyors |  | 2 | 05 | 120 | 000 | 2.05.120
1059 | Ss_37_16_10_32 | 37 | 16 | 10 | 32 | Fuel tank bund systems | Renewal Costs (RC) | Services and equipment | Movement systems: lifts/ elevators/ conveyors |  | 3 | 05 | 120 | 000 | 3.05.120
1059 | Ss_37_16_10_32 | 37 | 16 | 10 | 32 | Fuel tank bund systems | Maintenance Costs (MC) | Services and equipment | Movement systems: lifts/ elevators/ conveyors |  | 5 | 05 | 120 | 000 | 5.05.120
1060 | Ss_37_16_50 | 37 | 16 | 50 |  | Metal and plastics water retaining systems | Construction Costs (CC) | Services and equipment | Movement systems: lifts/ elevators/ conveyors |  | 2 | 05 | 120 | 000 | 2.05.120
1060 | Ss_37_16_50 | 37 | 16 | 50 |  | Metal and plastics water retaining systems | Renewal Costs (RC) | Services and equipment | Movement systems: lifts/ elevators/ conveyors |  | 3 | 05 | 120 | 000 | 3.05.120
1060 | Ss_37_16_50 | 37 | 16 | 50 |  | Metal and plastics water retaining systems | Maintenance Costs (MC) | Services and equipment | Movement systems: lifts/ elevators/ conveyors |  | 5 | 05 | 120 | 000 | 5.05.120
1061 | Ss_37_16_65 | 37 | 16 | 65 |  | Pond and wetland systems | Construction Costs (CC) | Services and equipment | Movement systems: lifts/ elevators/ conveyors |  | 2 | 05 | 120 | 000 | 2.05.120
1061 | Ss_37_16_65 | 37 | 16 | 65 |  | Pond and wetland systems | Renewal Costs (RC) | Services and equipment | Movement systems: lifts/ elevators/ conveyors |  | 3 | 05 | 120 | 000 | 3.05.120
1061 | Ss_37_16_65 | 37 | 16 | 65 |  | Pond and wetland systems | Maintenance Costs (MC) | Services and equipment | Movement systems: lifts/ elevators/ conveyors |  | 5 | 05 | 120 | 000 | 5.05.120
1062 | Ss_37_16_65_40 | 37 | 16 | 65 | 40 | Informal pond systems | Construction Costs (CC) | Services and equipment | Movement systems: lifts/ elevators/ conveyors |  | 2 | 05 | 120 | 000 | 2.05.120
1062 | Ss_37_16_65_40 | 37 | 16 | 65 | 40 | Informal pond systems | Renewal Costs (RC) | Services and equipment | Movement systems: lifts/ elevators/ conveyors |  | 3 | 05 | 120 | 000 | 3.05.120
1062 | Ss_37_16_65_40 | 37 | 16 | 65 | 40 | Informal pond systems | Maintenance Costs (MC) | Services and equipment | Movement systems: lifts/ elevators/ conveyors |  | 5 | 05 | 120 | 000 | 5.05.120
1063 | Ss_37_16_65_70 | 37 | 16 | 65 | 70 | Raised formal pond systems | Construction Costs (CC) | Services and equipment | Movement systems: lifts/ elevators/ conveyors |  | 2 | 05 | 120 | 000 | 2.05.120
1063 | Ss_37_16_65_70 | 37 | 16 | 65 | 70 | Raised formal pond systems | Renewal Costs (RC) | Services and equipment | Movement systems: lifts/ elevators/ conveyors |  | 3 | 05 | 120 | 000 | 3.05.120
1063 | Ss_37_16_65_70 | 37 | 16 | 65 | 70 | Raised formal pond systems | Maintenance Costs (MC) | Services and equipment | Movement systems: lifts/ elevators/ conveyors |  | 5 | 05 | 120 | 000 | 5.05.120
1064 | Ss_37_16_65_85 | 37 | 16 | 65 | 85 | Submerged formal pond systems | Construction Costs (CC) | Services and equipment | Movement systems: lifts/ elevators/ conveyors |  | 2 | 05 | 120 | 000 | 2.05.120
1064 | Ss_37_16_65_85 | 37 | 16 | 65 | 85 | Submerged formal pond systems | Renewal Costs (RC) | Services and equipment | Movement systems: lifts/ elevators/ conveyors |  | 3 | 05 | 120 | 000 | 3.05.120
1064 | Ss_37_16_65_85 | 37 | 16 | 65 | 85 | Submerged formal pond systems | Maintenance Costs (MC) | Services and equipment | Movement systems: lifts/ elevators/ conveyors |  | 5 | 05 | 120 | 000 | 5.05.120
1065 | Ss_37_16_65_95 | 37 | 16 | 65 | 95 | Wetland systems | Construction Costs (CC) | Services and equipment | Movement systems: lifts/ elevators/ conveyors |  | 2 | 05 | 120 | 000 | 2.05.120
1065 | Ss_37_16_65_95 | 37 | 16 | 65 | 95 | Wetland systems | Renewal Costs (RC) | Services and equipment | Movement systems: lifts/ elevators/ conveyors |  | 3 | 05 | 120 | 000 | 3.05.120
1065 | Ss_37_16_65_95 | 37 | 16 | 65 | 95 | Wetland systems | Maintenance Costs (MC) | Services and equipment | Movement systems: lifts/ elevators/ conveyors |  | 5 | 05 | 120 | 000 | 5.05.120
1066 | Ss_37_16_75 | 37 | 16 | 75 |  | Silo systems | Construction Costs (CC) | Services and equipment | Movement systems: lifts/ elevators/ conveyors |  | 2 | 05 | 120 | 000 | 2.05.120
1066 | Ss_37_16_75 | 37 | 16 | 75 |  | Silo systems | Renewal Costs (RC) | Services and equipment | Movement systems: lifts/ elevators/ conveyors |  | 3 | 05 | 120 | 000 | 3.05.120
1066 | Ss_37_16_75 | 37 | 16 | 75 |  | Silo systems | Maintenance Costs (MC) | Services and equipment | Movement systems: lifts/ elevators/ conveyors |  | 5 | 05 | 120 | 000 | 5.05.120
1067 | Ss_37_16_90 | 37 | 16 | 90 |  | Trench, pipeway and pit systems | Construction Costs (CC) | Services and equipment | Movement systems: lifts/ elevators/ conveyors |  | 2 | 05 | 120 | 000 | 2.05.120
1067 | Ss_37_16_90 | 37 | 16 | 90 |  | Trench, pipeway and pit systems | Renewal Costs (RC) | Services and equipment | Movement systems: lifts/ elevators/ conveyors |  | 3 | 05 | 120 | 000 | 3.05.120
1067 | Ss_37_16_90 | 37 | 16 | 90 |  | Trench, pipeway and pit systems | Maintenance Costs (MC) | Services and equipment | Movement systems: lifts/ elevators/ conveyors |  | 5 | 05 | 120 | 000 | 5.05.120
1068 | Ss_37_16_90_11 | 37 | 16 | 90 | 11 | Cable protection systems | Construction Costs (CC) | Services and equipment | Movement systems: lifts/ elevators/ conveyors |  | 2 | 05 | 120 | 000 | 2.05.120
1068 | Ss_37_16_90_11 | 37 | 16 | 90 | 11 | Cable protection systems | Renewal Costs (RC) | Services and equipment | Movement systems: lifts/ elevators/ conveyors |  | 3 | 05 | 120 | 000 | 3.05.120
1068 | Ss_37_16_90_11 | 37 | 16 | 90 | 11 | Cable protection systems | Maintenance Costs (MC) | Services and equipment | Movement systems: lifts/ elevators/ conveyors |  | 5 | 05 | 120 | 000 | 5.05.120
1069 | Ss_37_16_90_28 | 37 | 16 | 90 | 28 | External underground service duct systems | Construction Costs (CC) | Services and equipment | Movement systems: lifts/ elevators/ conveyors |  | 2 | 05 | 120 | 000 | 2.05.120
1069 | Ss_37_16_90_28 | 37 | 16 | 90 | 28 | External underground service duct systems | Renewal Costs (RC) | Services and equipment | Movement systems: lifts/ elevators/ conveyors |  | 3 | 05 | 120 | 000 | 3.05.120
1069 | Ss_37_16_90_28 | 37 | 16 | 90 | 28 | External underground service duct systems | Maintenance Costs (MC) | Services and equipment | Movement systems: lifts/ elevators/ conveyors |  | 5 | 05 | 120 | 000 | 5.05.120
1070 | Ss_37_16_90_63 | 37 | 16 | 90 | 63 | Pit systems | Construction Costs (CC) | Services and equipment | Movement systems: lifts/ elevators/ conveyors |  | 2 | 05 | 120 | 000 | 2.05.120
1070 | Ss_37_16_90_63 | 37 | 16 | 90 | 63 | Pit systems | Renewal Costs (RC) | Services and equipment | Movement systems: lifts/ elevators/ conveyors |  | 3 | 05 | 120 | 000 | 3.05.120
1070 | Ss_37_16_90_63 | 37 | 16 | 90 | 63 | Pit systems | Maintenance Costs (MC) | Services and equipment | Movement systems: lifts/ elevators/ conveyors |  | 5 | 05 | 120 | 000 | 5.05.120
1071 | Ss_37_16_95 | 37 | 16 | 95 |  | Watertight structural systems | Construction Costs (CC) | Services and equipment | Movement systems: lifts/ elevators/ conveyors |  | 2 | 05 | 120 | 000 | 2.05.120
1071 | Ss_37_16_95 | 37 | 16 | 95 |  | Watertight structural systems | Renewal Costs (RC) | Services and equipment | Movement systems: lifts/ elevators/ conveyors |  | 3 | 05 | 120 | 000 | 3.05.120
1071 | Ss_37_16_95 | 37 | 16 | 95 |  | Watertight structural systems | Maintenance Costs (MC) | Services and equipment | Movement systems: lifts/ elevators/ conveyors |  | 5 | 05 | 120 | 000 | 5.05.120
1072 | Ss_37_16_95_78 | 37 | 16 | 95 | 78 | Sewage treatment vessel systems | Construction Costs (CC) | Services and equipment | Movement systems: lifts/ elevators/ conveyors |  | 2 | 05 | 120 | 000 | 2.05.120
1072 | Ss_37_16_95_78 | 37 | 16 | 95 | 78 | Sewage treatment vessel systems | Renewal Costs (RC) | Services and equipment | Movement systems: lifts/ elevators/ conveyors |  | 3 | 05 | 120 | 000 | 3.05.120
1072 | Ss_37_16_95_78 | 37 | 16 | 95 | 78 | Sewage treatment vessel systems | Maintenance Costs (MC) | Services and equipment | Movement systems: lifts/ elevators/ conveyors |  | 5 | 05 | 120 | 000 | 5.05.120
1073 | Ss_37_17 | 37 | 17 |  |  | Tower, chimney and mast systems | Construction Costs (CC) | Services and equipment | Movement systems: lifts/ elevators/ conveyors |  | 2 | 05 | 120 | 000 | 2.05.120
1073 | Ss_37_17 | 37 | 17 |  |  | Tower, chimney and mast systems | Renewal Costs (RC) | Services and equipment | Movement systems: lifts/ elevators/ conveyors |  | 3 | 05 | 120 | 000 | 3.05.120
1073 | Ss_37_17 | 37 | 17 |  |  | Tower, chimney and mast systems | Maintenance Costs (MC) | Services and equipment | Movement systems: lifts/ elevators/ conveyors |  | 5 | 05 | 120 | 000 | 5.05.120
1074 | Ss_37_17_13 | 37 | 17 | 13 |  | Chimney systems | Construction Costs (CC) | Services and equipment | Movement systems: lifts/ elevators/ conveyors |  | 2 | 05 | 120 | 000 | 2.05.120
1074 | Ss_37_17_13 | 37 | 17 | 13 |  | Chimney systems | Renewal Costs (RC) | Services and equipment | Movement systems: lifts/ elevators/ conveyors |  | 3 | 05 | 120 | 000 | 3.05.120
1074 | Ss_37_17_13 | 37 | 17 | 13 |  | Chimney systems | Maintenance Costs (MC) | Services and equipment | Movement systems: lifts/ elevators/ conveyors |  | 5 | 05 | 120 | 000 | 5.05.120
1075 | Ss_37_17_13_50 | 37 | 17 | 13 | 50 | Masonry chimney stack systems | Construction Costs (CC) | Services and equipment | Movement systems: lifts/ elevators/ conveyors |  | 2 | 05 | 120 | 000 | 2.05.120
1075 | Ss_37_17_13_50 | 37 | 17 | 13 | 50 | Masonry chimney stack systems | Renewal Costs (RC) | Services and equipment | Movement systems: lifts/ elevators/ conveyors |  | 3 | 05 | 120 | 000 | 3.05.120
1075 | Ss_37_17_13_50 | 37 | 17 | 13 | 50 | Masonry chimney stack systems | Maintenance Costs (MC) | Services and equipment | Movement systems: lifts/ elevators/ conveyors |  | 5 | 05 | 120 | 000 | 5.05.120
1076 | Ss_37_17_13_65 | 37 | 17 | 13 | 65 | Pollution control systems | Construction Costs (CC) | Services and equipment | Movement systems: lifts/ elevators/ conveyors |  | 2 | 05 | 120 | 000 | 2.05.120
1076 | Ss_37_17_13_65 | 37 | 17 | 13 | 65 | Pollution control systems | Renewal Costs (RC) | Services and equipment | Movement systems: lifts/ elevators/ conveyors |  | 3 | 05 | 120 | 000 | 3.05.120
1076 | Ss_37_17_13_65 | 37 | 17 | 13 | 65 | Pollution control systems | Maintenance Costs (MC) | Services and equipment | Movement systems: lifts/ elevators/ conveyors |  | 5 | 05 | 120 | 000 | 5.05.120
1077 | Ss_37_17_35 | 37 | 17 | 35 |  | Gantry systems | Construction Costs (CC) | Services and equipment | Movement systems: lifts/ elevators/ conveyors |  | 2 | 05 | 120 | 000 | 2.05.120
1077 | Ss_37_17_35 | 37 | 17 | 35 |  | Gantry systems | Renewal Costs (RC) | Services and equipment | Movement systems: lifts/ elevators/ conveyors |  | 3 | 05 | 120 | 000 | 3.05.120
1077 | Ss_37_17_35 | 37 | 17 | 35 |  | Gantry systems | Maintenance Costs (MC) | Services and equipment | Movement systems: lifts/ elevators/ conveyors |  | 5 | 05 | 120 | 000 | 5.05.120
1078 | Ss_37_17_35_11 | 37 | 17 | 35 | 11 | Cantilever gantry systems | Construction Costs (CC) | Services and equipment | Movement systems: lifts/ elevators/ conveyors |  | 2 | 05 | 120 | 000 | 2.05.120
1078 | Ss_37_17_35_11 | 37 | 17 | 35 | 11 | Cantilever gantry systems | Renewal Costs (RC) | Services and equipment | Movement systems: lifts/ elevators/ conveyors |  | 3 | 05 | 120 | 000 | 3.05.120
1078 | Ss_37_17_35_11 | 37 | 17 | 35 | 11 | Cantilever gantry systems | Maintenance Costs (MC) | Services and equipment | Movement systems: lifts/ elevators/ conveyors |  | 5 | 05 | 120 | 000 | 5.05.120
1079 | Ss_37_17_35_32 | 37 | 17 | 35 | 32 | Full span gantry systems | Construction Costs (CC) | Services and equipment | Movement systems: lifts/ elevators/ conveyors |  | 2 | 05 | 120 | 000 | 2.05.120
1079 | Ss_37_17_35_32 | 37 | 17 | 35 | 32 | Full span gantry systems | Renewal Costs (RC) | Services and equipment | Movement systems: lifts/ elevators/ conveyors |  | 3 | 05 | 120 | 000 | 3.05.120
1079 | Ss_37_17_35_32 | 37 | 17 | 35 | 32 | Full span gantry systems | Maintenance Costs (MC) | Services and equipment | Movement systems: lifts/ elevators/ conveyors |  | 5 | 05 | 120 | 000 | 5.05.120
1080 | Ss_37_17_35_50 | 37 | 17 | 35 | 50 | Mast arm sign gantry systems | Construction Costs (CC) | Services and equipment | Movement systems: lifts/ elevators/ conveyors |  | 2 | 05 | 120 | 000 | 2.05.120
1080 | Ss_37_17_35_50 | 37 | 17 | 35 | 50 | Mast arm sign gantry systems | Renewal Costs (RC) | Services and equipment | Movement systems: lifts/ elevators/ conveyors |  | 3 | 05 | 120 | 000 | 3.05.120
1080 | Ss_37_17_35_50 | 37 | 17 | 35 | 50 | Mast arm sign gantry systems | Maintenance Costs (MC) | Services and equipment | Movement systems: lifts/ elevators/ conveyors |  | 5 | 05 | 120 | 000 | 5.05.120
1081 | Ss_37_17_35_60 | 37 | 17 | 35 | 60 | Portal sign gantry systems | Construction Costs (CC) | Services and equipment | Movement systems: lifts/ elevators/ conveyors |  | 2 | 05 | 120 | 000 | 2.05.120
1081 | Ss_37_17_35_60 | 37 | 17 | 35 | 60 | Portal sign gantry systems | Renewal Costs (RC) | Services and equipment | Movement systems: lifts/ elevators/ conveyors |  | 3 | 05 | 120 | 000 | 3.05.120
1081 | Ss_37_17_35_60 | 37 | 17 | 35 | 60 | Portal sign gantry systems | Maintenance Costs (MC) | Services and equipment | Movement systems: lifts/ elevators/ conveyors |  | 5 | 05 | 120 | 000 | 5.05.120
1082 | Ss_37_17_45 | 37 | 17 | 45 |  | Lattice tower and pylon systems | Construction Costs (CC) | Services and equipment | Movement systems: lifts/ elevators/ conveyors |  | 2 | 05 | 120 | 000 | 2.05.120
1082 | Ss_37_17_45 | 37 | 17 | 45 |  | Lattice tower and pylon systems | Renewal Costs (RC) | Services and equipment | Movement systems: lifts/ elevators/ conveyors |  | 3 | 05 | 120 | 000 | 3.05.120
1082 | Ss_37_17_45 | 37 | 17 | 45 |  | Lattice tower and pylon systems | Maintenance Costs (MC) | Services and equipment | Movement systems: lifts/ elevators/ conveyors |  | 5 | 05 | 120 | 000 | 5.05.120
1083 | Ss_37_17_50 | 37 | 17 | 50 |  | Mast systems | Construction Costs (CC) | Services and equipment | Movement systems: lifts/ elevators/ conveyors |  | 2 | 05 | 120 | 000 | 2.05.120
1083 | Ss_37_17_50 | 37 | 17 | 50 |  | Mast systems | Renewal Costs (RC) | Services and equipment | Movement systems: lifts/ elevators/ conveyors |  | 3 | 05 | 120 | 000 | 3.05.120
1083 | Ss_37_17_50 | 37 | 17 | 50 |  | Mast systems | Maintenance Costs (MC) | Services and equipment | Movement systems: lifts/ elevators/ conveyors |  | 5 | 05 | 120 | 000 | 5.05.120
1084 | Ss_37_17_50_72 | 37 | 17 | 50 | 72 | Road mast systems | Construction Costs (CC) | Services and equipment | Movement systems: lifts/ elevators/ conveyors |  | 2 | 05 | 120 | 000 | 2.05.120
1084 | Ss_37_17_50_72 | 37 | 17 | 50 | 72 | Road mast systems | Renewal Costs (RC) | Services and equipment | Movement systems: lifts/ elevators/ conveyors |  | 3 | 05 | 120 | 000 | 3.05.120
1084 | Ss_37_17_50_72 | 37 | 17 | 50 | 72 | Road mast systems | Maintenance Costs (MC) | Services and equipment | Movement systems: lifts/ elevators/ conveyors |  | 5 | 05 | 120 | 000 | 5.05.120
1085 | Ss_37_17_90 | 37 | 17 | 90 |  | Tower systems | Construction Costs (CC) | Services and equipment | Movement systems: lifts/ elevators/ conveyors |  | 2 | 05 | 120 | 000 | 2.05.120
1085 | Ss_37_17_90 | 37 | 17 | 90 |  | Tower systems | Renewal Costs (RC) | Services and equipment | Movement systems: lifts/ elevators/ conveyors |  | 3 | 05 | 120 | 000 | 3.05.120
1085 | Ss_37_17_90 | 37 | 17 | 90 |  | Tower systems | Maintenance Costs (MC) | Services and equipment | Movement systems: lifts/ elevators/ conveyors |  | 5 | 05 | 120 | 000 | 5.05.120
1086 | Ss_37_40 | 37 | 40 |  |  | Tunnel, shaft, vessel and tower covering and finishing systems | Construction Costs (CC) | Services and equipment | Movement systems: lifts/ elevators/ conveyors |  | 2 | 05 | 120 | 000 | 2.05.120
1086 | Ss_37_40 | 37 | 40 |  |  | Tunnel, shaft, vessel and tower covering and finishing systems | Renewal Costs (RC) | Services and equipment | Movement systems: lifts/ elevators/ conveyors |  | 3 | 05 | 120 | 000 | 3.05.120
1086 | Ss_37_40 | 37 | 40 |  |  | Tunnel, shaft, vessel and tower covering and finishing systems | Maintenance Costs (MC) | Services and equipment | Movement systems: lifts/ elevators/ conveyors |  | 5 | 05 | 120 | 000 | 5.05.120
1087 | Ss_37_40_85 | 37 | 40 | 85 |  | Swimming pool tiling systems | Construction Costs (CC) | Services and equipment | Movement systems: lifts/ elevators/ conveyors |  | 2 | 05 | 120 | 000 | 2.05.120
1087 | Ss_37_40_85 | 37 | 40 | 85 |  | Swimming pool tiling systems | Renewal Costs (RC) | Services and equipment | Movement systems: lifts/ elevators/ conveyors |  | 3 | 05 | 120 | 000 | 3.05.120
1087 | Ss_37_40_85 | 37 | 40 | 85 |  | Swimming pool tiling systems | Maintenance Costs (MC) | Services and equipment | Movement systems: lifts/ elevators/ conveyors |  | 5 | 05 | 120 | 000 | 5.05.120
1088 | Ss_37_40_85_83 | 37 | 40 | 85 | 83 | Swimming pool floor tiling systems | Construction Costs (CC) | Services and equipment | Movement systems: lifts/ elevators/ conveyors |  | 2 | 05 | 120 | 000 | 2.05.120
1088 | Ss_37_40_85_83 | 37 | 40 | 85 | 83 | Swimming pool floor tiling systems | Renewal Costs (RC) | Services and equipment | Movement systems: lifts/ elevators/ conveyors |  | 3 | 05 | 120 | 000 | 3.05.120
1088 | Ss_37_40_85_83 | 37 | 40 | 85 | 83 | Swimming pool floor tiling systems | Maintenance Costs (MC) | Services and equipment | Movement systems: lifts/ elevators/ conveyors |  | 5 | 05 | 120 | 000 | 5.05.120
1089 | Ss_37_40_85_85 | 37 | 40 | 85 | 85 | Swimming pool wall tiling systems | Construction Costs (CC) | Services and equipment | Movement systems: lifts/ elevators/ conveyors |  | 2 | 05 | 120 | 000 | 2.05.120
1089 | Ss_37_40_85_85 | 37 | 40 | 85 | 85 | Swimming pool wall tiling systems | Renewal Costs (RC) | Services and equipment | Movement systems: lifts/ elevators/ conveyors |  | 3 | 05 | 120 | 000 | 3.05.120
1089 | Ss_37_40_85_85 | 37 | 40 | 85 | 85 | Swimming pool wall tiling systems | Maintenance Costs (MC) | Services and equipment | Movement systems: lifts/ elevators/ conveyors |  | 5 | 05 | 120 | 000 | 5.05.120
1090 | Ss_37_50 | 37 | 50 |  |  | Shaft and tunnel structural systems | Construction Costs (CC) | Services and equipment | Movement systems: lifts/ elevators/ conveyors |  | 2 | 05 | 120 | 000 | 2.05.120
1090 | Ss_37_50 | 37 | 50 |  |  | Shaft and tunnel structural systems | Renewal Costs (RC) | Services and equipment | Movement systems: lifts/ elevators/ conveyors |  | 3 | 05 | 120 | 000 | 3.05.120
1090 | Ss_37_50 | 37 | 50 |  |  | Shaft and tunnel structural systems | Maintenance Costs (MC) | Services and equipment | Movement systems: lifts/ elevators/ conveyors |  | 5 | 05 | 120 | 000 | 5.05.120
1091 | Ss_37_50_80 | 37 | 50 | 80 |  | Shaft structure systems | Construction Costs (CC) | Services and equipment | Movement systems: lifts/ elevators/ conveyors |  | 2 | 05 | 120 | 000 | 2.05.120
1091 | Ss_37_50_80 | 37 | 50 | 80 |  | Shaft structure systems | Renewal Costs (RC) | Services and equipment | Movement systems: lifts/ elevators/ conveyors |  | 3 | 05 | 120 | 000 | 3.05.120
1091 | Ss_37_50_80 | 37 | 50 | 80 |  | Shaft structure systems | Maintenance Costs (MC) | Services and equipment | Movement systems: lifts/ elevators/ conveyors |  | 5 | 05 | 120 | 000 | 5.05.120
1092 | Ss_37_50_80_50 | 37 | 50 | 80 | 50 | Masonry lined shaft systems | Construction Costs (CC) | Services and equipment | Movement systems: lifts/ elevators/ conveyors |  | 2 | 05 | 120 | 000 | 2.05.120
1092 | Ss_37_50_80_50 | 37 | 50 | 80 | 50 | Masonry lined shaft systems | Renewal Costs (RC) | Services and equipment | Movement systems: lifts/ elevators/ conveyors |  | 3 | 05 | 120 | 000 | 3.05.120
1092 | Ss_37_50_80_50 | 37 | 50 | 80 | 50 | Masonry lined shaft systems | Maintenance Costs (MC) | Services and equipment | Movement systems: lifts/ elevators/ conveyors |  | 5 | 05 | 120 | 000 | 5.05.120
1093 | Ss_37_50_80_71 | 37 | 50 | 80 | 71 | Reinforced concrete shaft structure systems | Construction Costs (CC) | Services and equipment | Movement systems: lifts/ elevators/ conveyors |  | 2 | 05 | 120 | 000 | 2.05.120
1093 | Ss_37_50_80_71 | 37 | 50 | 80 | 71 | Reinforced concrete shaft structure systems | Renewal Costs (RC) | Services and equipment | Movement systems: lifts/ elevators/ conveyors |  | 3 | 05 | 120 | 000 | 3.05.120
1093 | Ss_37_50_80_71 | 37 | 50 | 80 | 71 | Reinforced concrete shaft structure systems | Maintenance Costs (MC) | Services and equipment | Movement systems: lifts/ elevators/ conveyors |  | 5 | 05 | 120 | 000 | 5.05.120
1094 | Ss_37_50_80_77 | 37 | 50 | 80 | 77 | Segmental shaft structure systems | Construction Costs (CC) | Services and equipment | Movement systems: lifts/ elevators/ conveyors |  | 2 | 05 | 120 | 000 | 2.05.120
1094 | Ss_37_50_80_77 | 37 | 50 | 80 | 77 | Segmental shaft structure systems | Renewal Costs (RC) | Services and equipment | Movement systems: lifts/ elevators/ conveyors |  | 3 | 05 | 120 | 000 | 3.05.120
1094 | Ss_37_50_80_77 | 37 | 50 | 80 | 77 | Segmental shaft structure systems | Maintenance Costs (MC) | Services and equipment | Movement systems: lifts/ elevators/ conveyors |  | 5 | 05 | 120 | 000 | 5.05.120
1095 | Ss_37_50_80_83 | 37 | 50 | 80 | 83 | Sprayed concrete shaft lining systems | Construction Costs (CC) | Services and equipment | Movement systems: lifts/ elevators/ conveyors |  | 2 | 05 | 120 | 000 | 2.05.120
1095 | Ss_37_50_80_83 | 37 | 50 | 80 | 83 | Sprayed concrete shaft lining systems | Renewal Costs (RC) | Services and equipment | Movement systems: lifts/ elevators/ conveyors |  | 3 | 05 | 120 | 000 | 3.05.120
1095 | Ss_37_50_80_83 | 37 | 50 | 80 | 83 | Sprayed concrete shaft lining systems | Maintenance Costs (MC) | Services and equipment | Movement systems: lifts/ elevators/ conveyors |  | 5 | 05 | 120 | 000 | 5.05.120
1096 | Ss_37_50_80_90 | 37 | 50 | 80 | 90 | Unit lined shaft systems | Construction Costs (CC) | Services and equipment | Movement systems: lifts/ elevators/ conveyors |  | 2 | 05 | 120 | 000 | 2.05.120
1096 | Ss_37_50_80_90 | 37 | 50 | 80 | 90 | Unit lined shaft systems | Renewal Costs (RC) | Services and equipment | Movement systems: lifts/ elevators/ conveyors |  | 3 | 05 | 120 | 000 | 3.05.120
1096 | Ss_37_50_80_90 | 37 | 50 | 80 | 90 | Unit lined shaft systems | Maintenance Costs (MC) | Services and equipment | Movement systems: lifts/ elevators/ conveyors |  | 5 | 05 | 120 | 000 | 5.05.120
1097 | Ss_37_50_92 | 37 | 50 | 92 |  | Tunnel structure systems | Construction Costs (CC) | Services and equipment | Movement systems: lifts/ elevators/ conveyors |  | 2 | 05 | 120 | 000 | 2.05.120
1097 | Ss_37_50_92 | 37 | 50 | 92 |  | Tunnel structure systems | Renewal Costs (RC) | Services and equipment | Movement systems: lifts/ elevators/ conveyors |  | 3 | 05 | 120 | 000 | 3.05.120
1097 | Ss_37_50_92 | 37 | 50 | 92 |  | Tunnel structure systems | Maintenance Costs (MC) | Services and equipment | Movement systems: lifts/ elevators/ conveyors |  | 5 | 05 | 120 | 000 | 5.05.120
1098 | Ss_37_50_92_11 | 37 | 50 | 92 | 11 | Cast concrete tunnel invert systems | Construction Costs (CC) | Services and equipment | Movement systems: lifts/ elevators/ conveyors |  | 2 | 05 | 120 | 000 | 2.05.120
1098 | Ss_37_50_92_11 | 37 | 50 | 92 | 11 | Cast concrete tunnel invert systems | Renewal Costs (RC) | Services and equipment | Movement systems: lifts/ elevators/ conveyors |  | 3 | 05 | 120 | 000 | 3.05.120
1098 | Ss_37_50_92_11 | 37 | 50 | 92 | 11 | Cast concrete tunnel invert systems | Maintenance Costs (MC) | Services and equipment | Movement systems: lifts/ elevators/ conveyors |  | 5 | 05 | 120 | 000 | 5.05.120
1099 | Ss_37_50_92_15 | 37 | 50 | 92 | 15 | Colliery arch tunnel or adit systems | Construction Costs (CC) | Services and equipment | Movement systems: lifts/ elevators/ conveyors |  | 2 | 05 | 120 | 000 | 2.05.120
1099 | Ss_37_50_92_15 | 37 | 50 | 92 | 15 | Colliery arch tunnel or adit systems | Renewal Costs (RC) | Services and equipment | Movement systems: lifts/ elevators/ conveyors |  | 3 | 05 | 120 | 000 | 3.05.120
1099 | Ss_37_50_92_15 | 37 | 50 | 92 | 15 | Colliery arch tunnel or adit systems | Maintenance Costs (MC) | Services and equipment | Movement systems: lifts/ elevators/ conveyors |  | 5 | 05 | 120 | 000 | 5.05.120
1100 | Ss_37_50_92_50 | 37 | 50 | 92 | 50 | Masonry tunnel structure systems | Construction Costs (CC) | Services and equipment | Movement systems: lifts/ elevators/ conveyors |  | 2 | 05 | 120 | 000 | 2.05.120
1100 | Ss_37_50_92_50 | 37 | 50 | 92 | 50 | Masonry tunnel structure systems | Renewal Costs (RC) | Services and equipment | Movement systems: lifts/ elevators/ conveyors |  | 3 | 05 | 120 | 000 | 3.05.120
1100 | Ss_37_50_92_50 | 37 | 50 | 92 | 50 | Masonry tunnel structure systems | Maintenance Costs (MC) | Services and equipment | Movement systems: lifts/ elevators/ conveyors |  | 5 | 05 | 120 | 000 | 5.05.120
1101 | Ss_37_50_92_64 | 37 | 50 | 92 | 64 | Primary regulating layer sprayed concrete lining systems | Construction Costs (CC) | Services and equipment | Movement systems: lifts/ elevators/ conveyors |  | 2 | 05 | 120 | 000 | 2.05.120
1101 | Ss_37_50_92_64 | 37 | 50 | 92 | 64 | Primary regulating layer sprayed concrete lining systems | Renewal Costs (RC) | Services and equipment | Movement systems: lifts/ elevators/ conveyors |  | 3 | 05 | 120 | 000 | 3.05.120
1101 | Ss_37_50_92_64 | 37 | 50 | 92 | 64 | Primary regulating layer sprayed concrete lining systems | Maintenance Costs (MC) | Services and equipment | Movement systems: lifts/ elevators/ conveyors |  | 5 | 05 | 120 | 000 | 5.05.120
1102 | Ss_37_50_92_66 | 37 | 50 | 92 | 66 | Primary sprayed concrete lining systems | Construction Costs (CC) | Services and equipment | Movement systems: lifts/ elevators/ conveyors |  | 2 | 05 | 120 | 000 | 2.05.120
1102 | Ss_37_50_92_66 | 37 | 50 | 92 | 66 | Primary sprayed concrete lining systems | Renewal Costs (RC) | Services and equipment | Movement systems: lifts/ elevators/ conveyors |  | 3 | 05 | 120 | 000 | 3.05.120
1102 | Ss_37_50_92_66 | 37 | 50 | 92 | 66 | Primary sprayed concrete lining systems | Maintenance Costs (MC) | Services and equipment | Movement systems: lifts/ elevators/ conveyors |  | 5 | 05 | 120 | 000 | 5.05.120
1103 | Ss_37_50_92_71 | 37 | 50 | 92 | 71 | Reinforced concrete tunnel structure systems | Construction Costs (CC) | Services and equipment | Movement systems: lifts/ elevators/ conveyors |  | 2 | 05 | 120 | 000 | 2.05.120
1103 | Ss_37_50_92_71 | 37 | 50 | 92 | 71 | Reinforced concrete tunnel structure systems | Renewal Costs (RC) | Services and equipment | Movement systems: lifts/ elevators/ conveyors |  | 3 | 05 | 120 | 000 | 3.05.120
1103 | Ss_37_50_92_71 | 37 | 50 | 92 | 71 | Reinforced concrete tunnel structure systems | Maintenance Costs (MC) | Services and equipment | Movement systems: lifts/ elevators/ conveyors |  | 5 | 05 | 120 | 000 | 5.05.120
1104 | Ss_37_50_92_75 | 37 | 50 | 92 | 75 | Secondary cast concrete lining systems | Construction Costs (CC) | Services and equipment | Movement systems: lifts/ elevators/ conveyors |  | 2 | 05 | 120 | 000 | 2.05.120
1104 | Ss_37_50_92_75 | 37 | 50 | 92 | 75 | Secondary cast concrete lining systems | Renewal Costs (RC) | Services and equipment | Movement systems: lifts/ elevators/ conveyors |  | 3 | 05 | 120 | 000 | 3.05.120
1104 | Ss_37_50_92_75 | 37 | 50 | 92 | 75 | Secondary cast concrete lining systems | Maintenance Costs (MC) | Services and equipment | Movement systems: lifts/ elevators/ conveyors |  | 5 | 05 | 120 | 000 | 5.05.120
1105 | Ss_37_50_92_76 | 37 | 50 | 92 | 76 | Secondary regulating layer sprayed concrete lining systems | Construction Costs (CC) | Services and equipment | Movement systems: lifts/ elevators/ conveyors |  | 2 | 05 | 120 | 000 | 2.05.120
1105 | Ss_37_50_92_76 | 37 | 50 | 92 | 76 | Secondary regulating layer sprayed concrete lining systems | Renewal Costs (RC) | Services and equipment | Movement systems: lifts/ elevators/ conveyors |  | 3 | 05 | 120 | 000 | 3.05.120
1105 | Ss_37_50_92_76 | 37 | 50 | 92 | 76 | Secondary regulating layer sprayed concrete lining systems | Maintenance Costs (MC) | Services and equipment | Movement systems: lifts/ elevators/ conveyors |  | 5 | 05 | 120 | 000 | 5.05.120
1106 | Ss_37_50_92_77 | 37 | 50 | 92 | 77 | Secondary sprayed concrete lining systems | Construction Costs (CC) | Services and equipment | Movement systems: lifts/ elevators/ conveyors |  | 2 | 05 | 120 | 000 | 2.05.120
1106 | Ss_37_50_92_77 | 37 | 50 | 92 | 77 | Secondary sprayed concrete lining systems | Renewal Costs (RC) | Services and equipment | Movement systems: lifts/ elevators/ conveyors |  | 3 | 05 | 120 | 000 | 3.05.120
1106 | Ss_37_50_92_77 | 37 | 50 | 92 | 77 | Secondary sprayed concrete lining systems | Maintenance Costs (MC) | Services and equipment | Movement systems: lifts/ elevators/ conveyors |  | 5 | 05 | 120 | 000 | 5.05.120
1107 | Ss_37_50_92_79 | 37 | 50 | 92 | 79 | Sectional tunnel structure systems | Construction Costs (CC) | Services and equipment | Movement systems: lifts/ elevators/ conveyors |  | 2 | 05 | 120 | 000 | 2.05.120
1107 | Ss_37_50_92_79 | 37 | 50 | 92 | 79 | Sectional tunnel structure systems | Renewal Costs (RC) | Services and equipment | Movement systems: lifts/ elevators/ conveyors |  | 3 | 05 | 120 | 000 | 3.05.120
1107 | Ss_37_50_92_79 | 37 | 50 | 92 | 79 | Sectional tunnel structure systems | Maintenance Costs (MC) | Services and equipment | Movement systems: lifts/ elevators/ conveyors |  | 5 | 05 | 120 | 000 | 5.05.120
1108 | Ss_37_50_92_83 | 37 | 50 | 92 | 83 | Sprayed concrete tunnel lining systems | Construction Costs (CC) | Services and equipment | Movement systems: lifts/ elevators/ conveyors |  | 2 | 05 | 120 | 000 | 2.05.120
1108 | Ss_37_50_92_83 | 37 | 50 | 92 | 83 | Sprayed concrete tunnel lining systems | Renewal Costs (RC) | Services and equipment | Movement systems: lifts/ elevators/ conveyors |  | 3 | 05 | 120 | 000 | 3.05.120
1108 | Ss_37_50_92_83 | 37 | 50 | 92 | 83 | Sprayed concrete tunnel lining systems | Maintenance Costs (MC) | Services and equipment | Movement systems: lifts/ elevators/ conveyors |  | 5 | 05 | 120 | 000 | 5.05.120
1109 | Ss_37_50_92_90 | 37 | 50 | 92 | 90 | Unit lined tunnel systems | Construction Costs (CC) | Services and equipment | Movement systems: lifts/ elevators/ conveyors |  | 2 | 05 | 120 | 000 | 2.05.120
1109 | Ss_37_50_92_90 | 37 | 50 | 92 | 90 | Unit lined tunnel systems | Renewal Costs (RC) | Services and equipment | Movement systems: lifts/ elevators/ conveyors |  | 3 | 05 | 120 | 000 | 3.05.120
1109 | Ss_37_50_92_90 | 37 | 50 | 92 | 90 | Unit lined tunnel systems | Maintenance Costs (MC) | Services and equipment | Movement systems: lifts/ elevators/ conveyors |  | 5 | 05 | 120 | 000 | 5.05.120
1110 | Ss_37_55 | 37 | 55 |  |  | Tunnel and shaft opening systems | Construction Costs (CC) | Services and equipment | Movement systems: lifts/ elevators/ conveyors |  | 2 | 05 | 120 | 000 | 2.05.120
1110 | Ss_37_55 | 37 | 55 |  |  | Tunnel and shaft opening systems | Renewal Costs (RC) | Services and equipment | Movement systems: lifts/ elevators/ conveyors |  | 3 | 05 | 120 | 000 | 3.05.120
1110 | Ss_37_55 | 37 | 55 |  |  | Tunnel and shaft opening systems | Maintenance Costs (MC) | Services and equipment | Movement systems: lifts/ elevators/ conveyors |  | 5 | 05 | 120 | 000 | 5.05.120
1111 | Ss_37_55_60 | 37 | 55 | 60 |  | Opening frame systems | Construction Costs (CC) | Services and equipment | Movement systems: lifts/ elevators/ conveyors |  | 2 | 05 | 120 | 000 | 2.05.120
1111 | Ss_37_55_60 | 37 | 55 | 60 |  | Opening frame systems | Renewal Costs (RC) | Services and equipment | Movement systems: lifts/ elevators/ conveyors |  | 3 | 05 | 120 | 000 | 3.05.120
1111 | Ss_37_55_60 | 37 | 55 | 60 |  | Opening frame systems | Maintenance Costs (MC) | Services and equipment | Movement systems: lifts/ elevators/ conveyors |  | 5 | 05 | 120 | 000 | 5.05.120
1112 | Ss_37_55_60_90 | 37 | 55 | 60 | 90 | Tunnel opening frame systems | Construction Costs (CC) | Services and equipment | Movement systems: lifts/ elevators/ conveyors |  | 2 | 05 | 120 | 000 | 2.05.120
1112 | Ss_37_55_60_90 | 37 | 55 | 60 | 90 | Tunnel opening frame systems | Renewal Costs (RC) | Services and equipment | Movement systems: lifts/ elevators/ conveyors |  | 3 | 05 | 120 | 000 | 3.05.120
1112 | Ss_37_55_60_90 | 37 | 55 | 60 | 90 | Tunnel opening frame systems | Maintenance Costs (MC) | Services and equipment | Movement systems: lifts/ elevators/ conveyors |  | 5 | 05 | 120 | 000 | 5.05.120
1113 | Ss_37_60 | 37 | 60 |  |  | Tunnel, shaft, vessel and tower accessory systems | Construction Costs (CC) | Services and equipment | Movement systems: lifts/ elevators/ conveyors |  | 2 | 05 | 120 | 000 | 2.05.120
1113 | Ss_37_60 | 37 | 60 |  |  | Tunnel, shaft, vessel and tower accessory systems | Renewal Costs (RC) | Services and equipment | Movement systems: lifts/ elevators/ conveyors |  | 3 | 05 | 120 | 000 | 3.05.120
1113 | Ss_37_60 | 37 | 60 |  |  | Tunnel, shaft, vessel and tower accessory systems | Maintenance Costs (MC) | Services and equipment | Movement systems: lifts/ elevators/ conveyors |  | 5 | 05 | 120 | 000 | 5.05.120
1114 | Ss_37_95 | 37 | 95 |  |  | Temporary tunnel, shaft, vessel and tower systems | Construction Costs (CC) | Services and equipment | Movement systems: lifts/ elevators/ conveyors |  | 2 | 05 | 120 | 000 | 2.05.120
1114 | Ss_37_95 | 37 | 95 |  |  | Temporary tunnel, shaft, vessel and tower systems | Renewal Costs (RC) | Services and equipment | Movement systems: lifts/ elevators/ conveyors |  | 3 | 05 | 120 | 000 | 3.05.120
1114 | Ss_37_95 | 37 | 95 |  |  | Temporary tunnel, shaft, vessel and tower systems | Maintenance Costs (MC) | Services and equipment | Movement systems: lifts/ elevators/ conveyors |  | 5 | 05 | 120 | 000 | 5.05.120
1115 | Ss_40 | 40 |  |  |  | Signage, fittings, furnishings and equipment (FF&E) and general finishing systems | Construction Costs (CC) | Non-structural works | Signage, markings and the like |  | 2 | 04 | 040 | 000 | 2.04.040
1115 | Ss_40 | 40 |  |  |  | Signage, fittings, furnishings and equipment (FF&E) and general finishing systems | Renewal Costs (RC) | Non-structural works | Signage, markings and the like |  | 3 | 04 | 040 | 000 | 3.04.040
1115 | Ss_40 | 40 |  |  |  | Signage, fittings, furnishings and equipment (FF&E) and general finishing systems | Maintenance Costs (MC) | Non-structural works | Signage, markings and the like |  | 5 | 04 | 040 | 000 | 5.04.040
1116 | Ss_40_10 | 40 | 10 |  |  | Signage systems | Construction Costs (CC) | Non-structural works | Signage, markings and the like |  | 2 | 04 | 040 | 000 | 2.04.040
1116 | Ss_40_10 | 40 | 10 |  |  | Signage systems | Renewal Costs (RC) | Non-structural works | Signage, markings and the like |  | 3 | 04 | 040 | 000 | 3.04.040
1116 | Ss_40_10 | 40 | 10 |  |  | Signage systems | Maintenance Costs (MC) | Non-structural works | Signage, markings and the like |  | 5 | 04 | 040 | 000 | 5.04.040
1117 | Ss_40_10_20 | 40 | 10 | 20 |  | Direction signage systems | Construction Costs (CC) | Non-structural works | Signage, markings and the like |  | 2 | 04 | 040 | 000 | 2.04.040
1117 | Ss_40_10_20 | 40 | 10 | 20 |  | Direction signage systems | Renewal Costs (RC) | Non-structural works | Signage, markings and the like |  | 3 | 04 | 040 | 000 | 3.04.040
1117 | Ss_40_10_20 | 40 | 10 | 20 |  | Direction signage systems | Maintenance Costs (MC) | Non-structural works | Signage, markings and the like |  | 5 | 04 | 040 | 000 | 5.04.040
1118 | Ss_40_10_20_70 | 40 | 10 | 20 | 70 | Route marker signage systems | Construction Costs (CC) | Non-structural works | Signage, markings and the like |  | 2 | 04 | 040 | 000 | 2.04.040
1118 | Ss_40_10_20_70 | 40 | 10 | 20 | 70 | Route marker signage systems | Renewal Costs (RC) | Non-structural works | Signage, markings and the like |  | 3 | 04 | 040 | 000 | 3.04.040
1118 | Ss_40_10_20_70 | 40 | 10 | 20 | 70 | Route marker signage systems | Maintenance Costs (MC) | Non-structural works | Signage, markings and the like |  | 5 | 04 | 040 | 000 | 5.04.040
1119 | Ss_40_10_20_96 | 40 | 10 | 20 | 96 | Wayfinding signage systems | Construction Costs (CC) | Non-structural works | Signage, markings and the like |  | 2 | 04 | 040 | 000 | 2.04.040
1119 | Ss_40_10_20_96 | 40 | 10 | 20 | 96 | Wayfinding signage systems | Renewal Costs (RC) | Non-structural works | Signage, markings and the like |  | 3 | 04 | 040 | 000 | 3.04.040
1119 | Ss_40_10_20_96 | 40 | 10 | 20 | 96 | Wayfinding signage systems | Maintenance Costs (MC) | Non-structural works | Signage, markings and the like |  | 5 | 04 | 040 | 000 | 5.04.040
1120 | Ss_40_10_25 | 40 | 10 | 25 |  | External signage and interpretation systems | Construction Costs (CC) | Non-structural works | Signage, markings and the like |  | 2 | 04 | 040 | 000 | 2.04.040
1120 | Ss_40_10_25 | 40 | 10 | 25 |  | External signage and interpretation systems | Renewal Costs (RC) | Non-structural works | Signage, markings and the like |  | 3 | 04 | 040 | 000 | 3.04.040
1120 | Ss_40_10_25 | 40 | 10 | 25 |  | External signage and interpretation systems | Maintenance Costs (MC) | Non-structural works | Signage, markings and the like |  | 5 | 04 | 040 | 000 | 5.04.040
1121 | Ss_40_10_25_25 | 40 | 10 | 25 | 25 | Electrical external signage systems | Construction Costs (CC) | Non-structural works | Signage, markings and the like |  | 2 | 04 | 040 | 000 | 2.04.040
1121 | Ss_40_10_25_25 | 40 | 10 | 25 | 25 | Electrical external signage systems | Renewal Costs (RC) | Non-structural works | Signage, markings and the like |  | 3 | 04 | 040 | 000 | 3.04.040
1121 | Ss_40_10_25_25 | 40 | 10 | 25 | 25 | Electrical external signage systems | Maintenance Costs (MC) | Non-structural works | Signage, markings and the like |  | 5 | 04 | 040 | 000 | 5.04.040
1122 | Ss_40_10_25_30 | 40 | 10 | 25 | 30 | Fixed external signage systems | Construction Costs (CC) | Non-structural works | Signage, markings and the like |  | 2 | 04 | 040 | 000 | 2.04.040
1122 | Ss_40_10_25_30 | 40 | 10 | 25 | 30 | Fixed external signage systems | Renewal Costs (RC) | Non-structural works | Signage, markings and the like |  | 3 | 04 | 040 | 000 | 3.04.040
1122 | Ss_40_10_25_30 | 40 | 10 | 25 | 30 | Fixed external signage systems | Maintenance Costs (MC) | Non-structural works | Signage, markings and the like |  | 5 | 04 | 040 | 000 | 5.04.040
1123 | Ss_40_10_25_32 | 40 | 10 | 25 | 32 | Free-standing external architectural signage systems | Construction Costs (CC) | Non-structural works | Signage, markings and the like |  | 2 | 04 | 040 | 000 | 2.04.040
1123 | Ss_40_10_25_32 | 40 | 10 | 25 | 32 | Free-standing external architectural signage systems | Renewal Costs (RC) | Non-structural works | Signage, markings and the like |  | 3 | 04 | 040 | 000 | 3.04.040
1123 | Ss_40_10_25_32 | 40 | 10 | 25 | 32 | Free-standing external architectural signage systems | Maintenance Costs (MC) | Non-structural works | Signage, markings and the like |  | 5 | 04 | 040 | 000 | 5.04.040
1124 | Ss_40_10_30 | 40 | 10 | 30 |  | Fire and safety signage systems | Construction Costs (CC) | Non-structural works | Signage, markings and the like |  | 2 | 04 | 040 | 000 | 2.04.040
1124 | Ss_40_10_30 | 40 | 10 | 30 |  | Fire and safety signage systems | Renewal Costs (RC) | Non-structural works | Signage, markings and the like |  | 3 | 04 | 040 | 000 | 3.04.040
1124 | Ss_40_10_30 | 40 | 10 | 30 |  | Fire and safety signage systems | Maintenance Costs (MC) | Non-structural works | Signage, markings and the like |  | 5 | 04 | 040 | 000 | 5.04.040
1125 | Ss_40_10_30_20 | 40 | 10 | 30 | 20 | Emergency 'do not enter' signage systems | Construction Costs (CC) | Non-structural works | Signage, markings and the like |  | 2 | 04 | 040 | 000 | 2.04.040
1125 | Ss_40_10_30_20 | 40 | 10 | 30 | 20 | Emergency 'do not enter' signage systems | Renewal Costs (RC) | Non-structural works | Signage, markings and the like |  | 3 | 04 | 040 | 000 | 3.04.040
1125 | Ss_40_10_30_20 | 40 | 10 | 30 | 20 | Emergency 'do not enter' signage systems | Maintenance Costs (MC) | Non-structural works | Signage, markings and the like |  | 5 | 04 | 040 | 000 | 5.04.040
1126 | Ss_40_10_30_25 | 40 | 10 | 30 | 25 | Evacuation and safe condition signage systems | Construction Costs (CC) | Non-structural works | Signage, markings and the like |  | 2 | 04 | 040 | 000 | 2.04.040
1126 | Ss_40_10_30_25 | 40 | 10 | 30 | 25 | Evacuation and safe condition signage systems | Renewal Costs (RC) | Non-structural works | Signage, markings and the like |  | 3 | 04 | 040 | 000 | 3.04.040
1126 | Ss_40_10_30_25 | 40 | 10 | 30 | 25 | Evacuation and safe condition signage systems | Maintenance Costs (MC) | Non-structural works | Signage, markings and the like |  | 5 | 04 | 040 | 000 | 5.04.040
1127 | Ss_40_10_30_27 | 40 | 10 | 30 | 27 | Evacuation and safety way guidance systems | Construction Costs (CC) | Non-structural works | Signage, markings and the like |  | 2 | 04 | 040 | 000 | 2.04.040
1127 | Ss_40_10_30_27 | 40 | 10 | 30 | 27 | Evacuation and safety way guidance systems | Renewal Costs (RC) | Non-structural works | Signage, markings and the like |  | 3 | 04 | 040 | 000 | 3.04.040
1127 | Ss_40_10_30_27 | 40 | 10 | 30 | 27 | Evacuation and safety way guidance systems | Maintenance Costs (MC) | Non-structural works | Signage, markings and the like |  | 5 | 04 | 040 | 000 | 5.04.040
1128 | Ss_40_10_30_30 | 40 | 10 | 30 | 30 | Fire signage systems | Construction Costs (CC) | Non-structural works | Signage, markings and the like |  | 2 | 04 | 040 | 000 | 2.04.040
1128 | Ss_40_10_30_30 | 40 | 10 | 30 | 30 | Fire signage systems | Renewal Costs (RC) | Non-structural works | Signage, markings and the like |  | 3 | 04 | 040 | 000 | 3.04.040
1128 | Ss_40_10_30_30 | 40 | 10 | 30 | 30 | Fire signage systems | Maintenance Costs (MC) | Non-structural works | Signage, markings and the like |  | 5 | 04 | 040 | 000 | 5.04.040
1129 | Ss_40_10_30_36 | 40 | 10 | 30 | 36 | Hazard signage systems | Construction Costs (CC) | Non-structural works | Signage, markings and the like |  | 2 | 04 | 040 | 000 | 2.04.040
1129 | Ss_40_10_30_36 | 40 | 10 | 30 | 36 | Hazard signage systems | Renewal Costs (RC) | Non-structural works | Signage, markings and the like |  | 3 | 04 | 040 | 000 | 3.04.040
1129 | Ss_40_10_30_36 | 40 | 10 | 30 | 36 | Hazard signage systems | Maintenance Costs (MC) | Non-structural works | Signage, markings and the like |  | 5 | 04 | 040 | 000 | 5.04.040
1130 | Ss_40_10_30_70 | 40 | 10 | 30 | 70 | Regulatory signage systems | Construction Costs (CC) | Non-structural works | Signage, markings and the like |  | 2 | 04 | 040 | 000 | 2.04.040
1130 | Ss_40_10_30_70 | 40 | 10 | 30 | 70 | Regulatory signage systems | Renewal Costs (RC) | Non-structural works | Signage, markings and the like |  | 3 | 04 | 040 | 000 | 3.04.040
1130 | Ss_40_10_30_70 | 40 | 10 | 30 | 70 | Regulatory signage systems | Maintenance Costs (MC) | Non-structural works | Signage, markings and the like |  | 5 | 04 | 040 | 000 | 5.04.040
1131 | Ss_40_10_30_75 | 40 | 10 | 30 | 75 | Safety signage systems | Construction Costs (CC) | Non-structural works | Signage, markings and the like |  | 2 | 04 | 040 | 000 | 2.04.040
1131 | Ss_40_10_30_75 | 40 | 10 | 30 | 75 | Safety signage systems | Renewal Costs (RC) | Non-structural works | Signage, markings and the like |  | 3 | 04 | 040 | 000 | 3.04.040
1131 | Ss_40_10_30_75 | 40 | 10 | 30 | 75 | Safety signage systems | Maintenance Costs (MC) | Non-structural works | Signage, markings and the like |  | 5 | 04 | 040 | 000 | 5.04.040
1132 | Ss_40_10_30_93 | 40 | 10 | 30 | 93 | Warning signage systems | Construction Costs (CC) | Non-structural works | Signage, markings and the like |  | 2 | 04 | 040 | 000 | 2.04.040
1132 | Ss_40_10_30_93 | 40 | 10 | 30 | 93 | Warning signage systems | Renewal Costs (RC) | Non-structural works | Signage, markings and the like |  | 3 | 04 | 040 | 000 | 3.04.040
1132 | Ss_40_10_30_93 | 40 | 10 | 30 | 93 | Warning signage systems | Maintenance Costs (MC) | Non-structural works | Signage, markings and the like |  | 5 | 04 | 040 | 000 | 5.04.040
1133 | Ss_40_10_30_95 | 40 | 10 | 30 | 95 | Water safety signage systems | Construction Costs (CC) | Non-structural works | Signage, markings and the like |  | 2 | 04 | 040 | 000 | 2.04.040
1133 | Ss_40_10_30_95 | 40 | 10 | 30 | 95 | Water safety signage systems | Renewal Costs (RC) | Non-structural works | Signage, markings and the like |  | 3 | 04 | 040 | 000 | 3.04.040
1133 | Ss_40_10_30_95 | 40 | 10 | 30 | 95 | Water safety signage systems | Maintenance Costs (MC) | Non-structural works | Signage, markings and the like |  | 5 | 04 | 040 | 000 | 5.04.040
1134 | Ss_40_10_35 | 40 | 10 | 35 |  | Identification signage systems | Construction Costs (CC) | Non-structural works | Signage, markings and the like |  | 2 | 04 | 040 | 000 | 2.04.040
1134 | Ss_40_10_35 | 40 | 10 | 35 |  | Identification signage systems | Renewal Costs (RC) | Non-structural works | Signage, markings and the like |  | 3 | 04 | 040 | 000 | 3.04.040
1134 | Ss_40_10_35 | 40 | 10 | 35 |  | Identification signage systems | Maintenance Costs (MC) | Non-structural works | Signage, markings and the like |  | 5 | 04 | 040 | 000 | 5.04.040
1135 | Ss_40_10_35_10 | 40 | 10 | 35 | 10 | Building signage systems | Construction Costs (CC) | Non-structural works | Signage, markings and the like |  | 2 | 04 | 040 | 000 | 2.04.040
1135 | Ss_40_10_35_10 | 40 | 10 | 35 | 10 | Building signage systems | Renewal Costs (RC) | Non-structural works | Signage, markings and the like |  | 3 | 04 | 040 | 000 | 3.04.040
1135 | Ss_40_10_35_10 | 40 | 10 | 35 | 10 | Building signage systems | Maintenance Costs (MC) | Non-structural works | Signage, markings and the like |  | 5 | 04 | 040 | 000 | 5.04.040
1136 | Ss_40_10_35_70 | 40 | 10 | 35 | 70 | Room signage systems | Construction Costs (CC) | Non-structural works | Signage, markings and the like |  | 2 | 04 | 040 | 000 | 2.04.040
1136 | Ss_40_10_35_70 | 40 | 10 | 35 | 70 | Room signage systems | Renewal Costs (RC) | Non-structural works | Signage, markings and the like |  | 3 | 04 | 040 | 000 | 3.04.040
1136 | Ss_40_10_35_70 | 40 | 10 | 35 | 70 | Room signage systems | Maintenance Costs (MC) | Non-structural works | Signage, markings and the like |  | 5 | 04 | 040 | 000 | 5.04.040
1137 | Ss_40_10_35_80 | 40 | 10 | 35 | 80 | Spaces signage systems | Construction Costs (CC) | Non-structural works | Signage, markings and the like |  | 2 | 04 | 040 | 000 | 2.04.040
1137 | Ss_40_10_35_80 | 40 | 10 | 35 | 80 | Spaces signage systems | Renewal Costs (RC) | Non-structural works | Signage, markings and the like |  | 3 | 04 | 040 | 000 | 3.04.040
1137 | Ss_40_10_35_80 | 40 | 10 | 35 | 80 | Spaces signage systems | Maintenance Costs (MC) | Non-structural works | Signage, markings and the like |  | 5 | 04 | 040 | 000 | 5.04.040
1138 | Ss_40_10_40 | 40 | 10 | 40 |  | Internal architectural signage systems | Construction Costs (CC) | Non-structural works | Signage, markings and the like |  | 2 | 04 | 040 | 000 | 2.04.040
1138 | Ss_40_10_40 | 40 | 10 | 40 |  | Internal architectural signage systems | Renewal Costs (RC) | Non-structural works | Signage, markings and the like |  | 3 | 04 | 040 | 000 | 3.04.040
1138 | Ss_40_10_40 | 40 | 10 | 40 |  | Internal architectural signage systems | Maintenance Costs (MC) | Non-structural works | Signage, markings and the like |  | 5 | 04 | 040 | 000 | 5.04.040
1139 | Ss_40_10_40_25 | 40 | 10 | 40 | 25 | Electrical internal architectural signage systems | Construction Costs (CC) | Non-structural works | Signage, markings and the like |  | 2 | 04 | 040 | 000 | 2.04.040
1139 | Ss_40_10_40_25 | 40 | 10 | 40 | 25 | Electrical internal architectural signage systems | Renewal Costs (RC) | Non-structural works | Signage, markings and the like |  | 3 | 04 | 040 | 000 | 3.04.040
1139 | Ss_40_10_40_25 | 40 | 10 | 40 | 25 | Electrical internal architectural signage systems | Maintenance Costs (MC) | Non-structural works | Signage, markings and the like |  | 5 | 04 | 040 | 000 | 5.04.040
1140 | Ss_40_10_40_30 | 40 | 10 | 40 | 30 | Fixed internal architectural signage systems | Construction Costs (CC) | Non-structural works | Signage, markings and the like |  | 2 | 04 | 040 | 000 | 2.04.040
1140 | Ss_40_10_40_30 | 40 | 10 | 40 | 30 | Fixed internal architectural signage systems | Renewal Costs (RC) | Non-structural works | Signage, markings and the like |  | 3 | 04 | 040 | 000 | 3.04.040
1140 | Ss_40_10_40_30 | 40 | 10 | 40 | 30 | Fixed internal architectural signage systems | Maintenance Costs (MC) | Non-structural works | Signage, markings and the like |  | 5 | 04 | 040 | 000 | 5.04.040
1141 | Ss_40_10_40_32 | 40 | 10 | 40 | 32 | Free-standing internal architectural signage systems | Construction Costs (CC) | Non-structural works | Signage, markings and the like |  | 2 | 04 | 040 | 000 | 2.04.040
1141 | Ss_40_10_40_32 | 40 | 10 | 40 | 32 | Free-standing internal architectural signage systems | Renewal Costs (RC) | Non-structural works | Signage, markings and the like |  | 3 | 04 | 040 | 000 | 3.04.040
1141 | Ss_40_10_40_32 | 40 | 10 | 40 | 32 | Free-standing internal architectural signage systems | Maintenance Costs (MC) | Non-structural works | Signage, markings and the like |  | 5 | 04 | 040 | 000 | 5.04.040
1142 | Ss_40_10_50 | 40 | 10 | 50 |  | Information signage systems | Construction Costs (CC) | Non-structural works | Signage, markings and the like |  | 2 | 04 | 040 | 000 | 2.04.040
1142 | Ss_40_10_50 | 40 | 10 | 50 |  | Information signage systems | Renewal Costs (RC) | Non-structural works | Signage, markings and the like |  | 3 | 04 | 040 | 000 | 3.04.040
1142 | Ss_40_10_50 | 40 | 10 | 50 |  | Information signage systems | Maintenance Costs (MC) | Non-structural works | Signage, markings and the like |  | 5 | 04 | 040 | 000 | 5.04.040
1143 | Ss_40_10_50_03 | 40 | 10 | 50 | 03 | Advertising signage systems | Construction Costs (CC) | Non-structural works | Signage, markings and the like |  | 2 | 04 | 040 | 000 | 2.04.040
1143 | Ss_40_10_50_03 | 40 | 10 | 50 | 03 | Advertising signage systems | Renewal Costs (RC) | Non-structural works | Signage, markings and the like |  | 3 | 04 | 040 | 000 | 3.04.040
1143 | Ss_40_10_50_03 | 40 | 10 | 50 | 03 | Advertising signage systems | Maintenance Costs (MC) | Non-structural works | Signage, markings and the like |  | 5 | 04 | 040 | 000 | 5.04.040
1144 | Ss_40_10_50_05 | 40 | 10 | 50 | 05 | Advisory signage systems | Construction Costs (CC) | Non-structural works | Signage, markings and the like |  | 2 | 04 | 040 | 000 | 2.04.040
1144 | Ss_40_10_50_05 | 40 | 10 | 50 | 05 | Advisory signage systems | Renewal Costs (RC) | Non-structural works | Signage, markings and the like |  | 3 | 04 | 040 | 000 | 3.04.040
1144 | Ss_40_10_50_05 | 40 | 10 | 50 | 05 | Advisory signage systems | Maintenance Costs (MC) | Non-structural works | Signage, markings and the like |  | 5 | 04 | 040 | 000 | 5.04.040
1145 | Ss_40_10_50_22 | 40 | 10 | 50 | 22 | Descriptive signage systems | Construction Costs (CC) | Non-structural works | Signage, markings and the like |  | 2 | 04 | 040 | 000 | 2.04.040
1145 | Ss_40_10_50_22 | 40 | 10 | 50 | 22 | Descriptive signage systems | Renewal Costs (RC) | Non-structural works | Signage, markings and the like |  | 3 | 04 | 040 | 000 | 3.04.040
1145 | Ss_40_10_50_22 | 40 | 10 | 50 | 22 | Descriptive signage systems | Maintenance Costs (MC) | Non-structural works | Signage, markings and the like |  | 5 | 04 | 040 | 000 | 5.04.040
1146 | Ss_40_10_50_24 | 40 | 10 | 50 | 24 | Directory signage systems | Construction Costs (CC) | Non-structural works | Signage, markings and the like |  | 2 | 04 | 040 | 000 | 2.04.040
1146 | Ss_40_10_50_24 | 40 | 10 | 50 | 24 | Directory signage systems | Renewal Costs (RC) | Non-structural works | Signage, markings and the like |  | 3 | 04 | 040 | 000 | 3.04.040
1146 | Ss_40_10_50_24 | 40 | 10 | 50 | 24 | Directory signage systems | Maintenance Costs (MC) | Non-structural works | Signage, markings and the like |  | 5 | 04 | 040 | 000 | 5.04.040
1147 | Ss_40_10_50_42 | 40 | 10 | 50 | 42 | Interpretive signage systems | Construction Costs (CC) | Non-structural works | Signage, markings and the like |  | 2 | 04 | 040 | 000 | 2.04.040
1147 | Ss_40_10_50_42 | 40 | 10 | 50 | 42 | Interpretive signage systems | Renewal Costs (RC) | Non-structural works | Signage, markings and the like |  | 3 | 04 | 040 | 000 | 3.04.040
1147 | Ss_40_10_50_42 | 40 | 10 | 50 | 42 | Interpretive signage systems | Maintenance Costs (MC) | Non-structural works | Signage, markings and the like |  | 5 | 04 | 040 | 000 | 5.04.040
1148 | Ss_40_10_90 | 40 | 10 | 90 |  | Traffic signage and marking systems | Construction Costs (CC) | Non-structural works | Signage, markings and the like |  | 2 | 04 | 040 | 000 | 2.04.040
1148 | Ss_40_10_90 | 40 | 10 | 90 |  | Traffic signage and marking systems | Renewal Costs (RC) | Non-structural works | Signage, markings and the like |  | 3 | 04 | 040 | 000 | 3.04.040
1148 | Ss_40_10_90 | 40 | 10 | 90 |  | Traffic signage and marking systems | Maintenance Costs (MC) | Non-structural works | Signage, markings and the like |  | 5 | 04 | 040 | 000 | 5.04.040
1149 | Ss_40_10_90_03 | 40 | 10 | 90 | 03 | Air traffic signage systems | Construction Costs (CC) | Non-structural works | Signage, markings and the like |  | 2 | 04 | 040 | 000 | 2.04.040
1149 | Ss_40_10_90_03 | 40 | 10 | 90 | 03 | Air traffic signage systems | Renewal Costs (RC) | Non-structural works | Signage, markings and the like |  | 3 | 04 | 040 | 000 | 3.04.040
1149 | Ss_40_10_90_03 | 40 | 10 | 90 | 03 | Air traffic signage systems | Maintenance Costs (MC) | Non-structural works | Signage, markings and the like |  | 5 | 04 | 040 | 000 | 5.04.040
1150 | Ss_40_10_90_18 | 40 | 10 | 90 | 18 | Crossing road marking systems | Construction Costs (CC) | Non-structural works | Signage, markings and the like |  | 2 | 04 | 040 | 000 | 2.04.040
1150 | Ss_40_10_90_18 | 40 | 10 | 90 | 18 | Crossing road marking systems | Renewal Costs (RC) | Non-structural works | Signage, markings and the like |  | 3 | 04 | 040 | 000 | 3.04.040
1150 | Ss_40_10_90_18 | 40 | 10 | 90 | 18 | Crossing road marking systems | Maintenance Costs (MC) | Non-structural works | Signage, markings and the like |  | 5 | 04 | 040 | 000 | 5.04.040
1151 | Ss_40_10_90_20 | 40 | 10 | 90 | 20 | Cycle traffic signage systems | Construction Costs (CC) | Non-structural works | Signage, markings and the like |  | 2 | 04 | 040 | 000 | 2.04.040
1151 | Ss_40_10_90_20 | 40 | 10 | 90 | 20 | Cycle traffic signage systems | Renewal Costs (RC) | Non-structural works | Signage, markings and the like |  | 3 | 04 | 040 | 000 | 3.04.040
1151 | Ss_40_10_90_20 | 40 | 10 | 90 | 20 | Cycle traffic signage systems | Maintenance Costs (MC) | Non-structural works | Signage, markings and the like |  | 5 | 04 | 040 | 000 | 5.04.040
1152 | Ss_40_10_90_23 | 40 | 10 | 90 | 23 | Diagrammatic road marking systems | Construction Costs (CC) | Non-structural works | Signage, markings and the like |  | 2 | 04 | 040 | 000 | 2.04.040
1152 | Ss_40_10_90_23 | 40 | 10 | 90 | 23 | Diagrammatic road marking systems | Renewal Costs (RC) | Non-structural works | Signage, markings and the like |  | 3 | 04 | 040 | 000 | 3.04.040
1152 | Ss_40_10_90_23 | 40 | 10 | 90 | 23 | Diagrammatic road marking systems | Maintenance Costs (MC) | Non-structural works | Signage, markings and the like |  | 5 | 04 | 040 | 000 | 5.04.040
1153 | Ss_40_10_90_36 | 40 | 10 | 90 | 36 | Hatched road marking systems | Construction Costs (CC) | Non-structural works | Signage, markings and the like |  | 2 | 04 | 040 | 000 | 2.04.040
1153 | Ss_40_10_90_36 | 40 | 10 | 90 | 36 | Hatched road marking systems | Renewal Costs (RC) | Non-structural works | Signage, markings and the like |  | 3 | 04 | 040 | 000 | 3.04.040
1153 | Ss_40_10_90_36 | 40 | 10 | 90 | 36 | Hatched road marking systems | Maintenance Costs (MC) | Non-structural works | Signage, markings and the like |  | 5 | 04 | 040 | 000 | 5.04.040
1154 | Ss_40_10_90_50 | 40 | 10 | 90 | 50 | Marine traffic signage systems | Construction Costs (CC) | Non-structural works | Signage, markings and the like |  | 2 | 04 | 040 | 000 | 2.04.040
1154 | Ss_40_10_90_50 | 40 | 10 | 90 | 50 | Marine traffic signage systems | Renewal Costs (RC) | Non-structural works | Signage, markings and the like |  | 3 | 04 | 040 | 000 | 3.04.040
1154 | Ss_40_10_90_50 | 40 | 10 | 90 | 50 | Marine traffic signage systems | Maintenance Costs (MC) | Non-structural works | Signage, markings and the like |  | 5 | 04 | 040 | 000 | 5.04.040
1155 | Ss_40_10_90_70 | 40 | 10 | 90 | 70 | Rail traffic signage systems | Construction Costs (CC) | Non-structural works | Signage, markings and the like |  | 2 | 04 | 040 | 000 | 2.04.040
1155 | Ss_40_10_90_70 | 40 | 10 | 90 | 70 | Rail traffic signage systems | Renewal Costs (RC) | Non-structural works | Signage, markings and the like |  | 3 | 04 | 040 | 000 | 3.04.040
1155 | Ss_40_10_90_70 | 40 | 10 | 90 | 70 | Rail traffic signage systems | Maintenance Costs (MC) | Non-structural works | Signage, markings and the like |  | 5 | 04 | 040 | 000 | 5.04.040
1156 | Ss_40_10_90_72 | 40 | 10 | 90 | 72 | Road traffic signage systems | Construction Costs (CC) | Non-structural works | Signage, markings and the like |  | 2 | 04 | 040 | 000 | 2.04.040
1156 | Ss_40_10_90_72 | 40 | 10 | 90 | 72 | Road traffic signage systems | Renewal Costs (RC) | Non-structural works | Signage, markings and the like |  | 3 | 04 | 040 | 000 | 3.04.040
1156 | Ss_40_10_90_72 | 40 | 10 | 90 | 72 | Road traffic signage systems | Maintenance Costs (MC) | Non-structural works | Signage, markings and the like |  | 5 | 04 | 040 | 000 | 5.04.040
1157 | Ss_40_15 | 40 | 15 |  |  | General fittings, furnishings and equipment (FF&E) systems |  |  |  |  | 00 | 00 | 000 | 000 | 00.00.000
1158 | Ss_40_15_25 | 40 | 15 | 25 |  | Catering FF&E systems |  |  |  |  | 00 | 00 | 000 | 000 | 00.00.000
1159 | Ss_40_15_25_15 | 40 | 15 | 25 | 15 | Commercial catering FF&E systems |  |  |  |  | 00 | 00 | 000 | 000 | 00.00.000
1160 | Ss_40_15_25_20 | 40 | 15 | 25 | 20 | Domestic catering FF&E systems |  |  |  |  | 00 | 00 | 000 | 000 | 00.00.000
1161 | Ss_40_15_35 | 40 | 15 | 35 |  | General and joinery FF&E systems |  |  |  |  | 00 | 00 | 000 | 000 | 00.00.000
1162 | Ss_40_15_35_35 | 40 | 15 | 35 | 35 | General FF&E systems |  |  |  |  | 00 | 00 | 000 | 000 | 00.00.000
1163 | Ss_40_15_35_50 | 40 | 15 | 35 | 50 | Minor joinery systems |  |  |  |  | 00 | 00 | 000 | 000 | 00.00.000
1164 | Ss_40_15_46 | 40 | 15 | 46 |  | Laundry FF&E systems |  |  |  |  | 00 | 00 | 000 | 000 | 00.00.000
1165 | Ss_40_15_46_15 | 40 | 15 | 46 | 15 | Commercial laundry FF&E systems |  |  |  |  | 00 | 00 | 000 | 000 | 00.00.000
1166 | Ss_40_15_46_20 | 40 | 15 | 46 | 20 | Domestic laundry FF&E systems |  |  |  |  | 00 | 00 | 000 | 000 | 00.00.000
1167 | Ss_40_15_75 | 40 | 15 | 75 |  | Sanitary appliance systems |  |  |  |  | 00 | 00 | 000 | 000 | 00.00.000
1168 | Ss_40_15_75_05 | 40 | 15 | 75 | 05 | Bath systems |  |  |  |  | 00 | 00 | 000 | 000 | 00.00.000
1169 | Ss_40_15_75_10 | 40 | 15 | 75 | 10 | Bidet systems |  |  |  |  | 00 | 00 | 000 | 000 | 00.00.000
1170 | Ss_40_15_75_20 | 40 | 15 | 75 | 20 | Disposal unit (slop hopper) systems |  |  |  |  | 00 | 00 | 000 | 000 | 00.00.000
1171 | Ss_40_15_75_25 | 40 | 15 | 75 | 25 | Drinking fountain systems |  |  |  |  | 00 | 00 | 000 | 000 | 00.00.000
1172 | Ss_40_15_75_35 | 40 | 15 | 75 | 35 | Health care macerator systems |  |  |  |  | 00 | 00 | 000 | 000 | 00.00.000
1173 | Ss_40_15_75_45 | 40 | 15 | 75 | 45 | Janitorial unit systems |  |  |  |  | 00 | 00 | 000 | 000 | 00.00.000
1174 | Ss_40_15_75_75 | 40 | 15 | 75 | 75 | Sanitary accessory systems |  |  |  |  | 00 | 00 | 000 | 000 | 00.00.000
1175 | Ss_40_15_75_76 | 40 | 15 | 75 | 76 | Sauna package systems |  |  |  |  | 00 | 00 | 000 | 000 | 00.00.000
1176 | Ss_40_15_75_77 | 40 | 15 | 75 | 77 | Scrub-up trough systems |  |  |  |  | 00 | 00 | 000 | 000 | 00.00.000
1177 | Ss_40_15_75_78 | 40 | 15 | 75 | 78 | Shower area systems |  |  |  |  | 00 | 00 | 000 | 000 | 00.00.000
1178 | Ss_40_15_75_79 | 40 | 15 | 75 | 79 | Shower cubicle systems |  |  |  |  | 00 | 00 | 000 | 000 | 00.00.000
1179 | Ss_40_15_75_80 | 40 | 15 | 75 | 80 | Sink systems |  |  |  |  | 00 | 00 | 000 | 000 | 00.00.000
1180 | Ss_40_15_75_85 | 40 | 15 | 75 | 85 | Steam bath package systems |  |  |  |  | 00 | 00 | 000 | 000 | 00.00.000
1181 | Ss_40_15_75_92 | 40 | 15 | 75 | 92 | Urinal systems |  |  |  |  | 00 | 00 | 000 | 000 | 00.00.000
1182 | Ss_40_15_75_94 | 40 | 15 | 75 | 94 | Wash basin systems |  |  |  |  | 00 | 00 | 000 | 000 | 00.00.000
1183 | Ss_40_15_75_96 | 40 | 15 | 75 | 96 | Wash fountain systems |  |  |  |  | 00 | 00 | 000 | 000 | 00.00.000
1184 | Ss_40_15_75_98 | 40 | 15 | 75 | 98 | Wash trough systems |  |  |  |  | 00 | 00 | 000 | 000 | 00.00.000
1185 | Ss_40_15_77 | 40 | 15 | 77 |  | Sauna FF&E systems |  |  |  |  | 00 | 00 | 000 | 000 | 00.00.000
1186 | Ss_40_15_90 | 40 | 15 | 90 |  | Toilet systems |  |  |  |  | 00 | 00 | 000 | 000 | 00.00.000
1187 | Ss_40_15_90_05 | 40 | 15 | 90 | 05 | Accessible WC package systems |  |  |  |  | 00 | 00 | 000 | 000 | 00.00.000
1188 | Ss_40_15_90_85 | 40 | 15 | 90 | 85 | Squatting WC systems |  |  |  |  | 00 | 00 | 000 | 000 | 00.00.000
1189 | Ss_40_15_90_95 | 40 | 15 | 90 | 95 | Waterless toilet systems |  |  |  |  | 00 | 00 | 000 | 000 | 00.00.000
1190 | Ss_40_15_90_96 | 40 | 15 | 90 | 96 | WC and wash basin combination systems |  |  |  |  | 00 | 00 | 000 | 000 | 00.00.000
1191 | Ss_40_15_90_97 | 40 | 15 | 90 | 97 | WC systems |  |  |  |  | 00 | 00 | 000 | 000 | 00.00.000
1192 | Ss_40_15_90_98 | 40 | 15 | 90 | 98 | WC wash and dry combination systems |  |  |  |  | 00 | 00 | 000 | 000 | 00.00.000
1193 | Ss_40_20 | 40 | 20 |  |  | Administrative, commercial and protective service FF&E systems |  |  |  |  | 00 | 00 | 000 | 000 | 00.00.000
1194 | Ss_40_20_01 | 40 | 20 | 01 |  | Administrative FF&E systems |  |  |  |  | 00 | 00 | 000 | 000 | 00.00.000
1195 | Ss_40_20_01_27 | 40 | 20 | 01 | 27 | Embassy FF&E systems |  |  |  |  | 00 | 00 | 000 | 000 | 00.00.000
1196 | Ss_40_20_01_60 | 40 | 20 | 01 | 60 | Office FF&E systems |  |  |  |  | 00 | 00 | 000 | 000 | 00.00.000
1197 | Ss_40_20_01_71 | 40 | 20 | 01 | 71 | Reception FF&E systems |  |  |  |  | 00 | 00 | 000 | 000 | 00.00.000
1198 | Ss_40_20_15 | 40 | 20 | 15 |  | Commercial FF&E systems |  |  |  |  | 00 | 00 | 000 | 000 | 00.00.000
1199 | Ss_40_20_15_71 | 40 | 20 | 15 | 71 | Retail FF&E systems |  |  |  |  | 00 | 00 | 000 | 000 | 00.00.000
1200 | Ss_40_20_15_89 | 40 | 20 | 15 | 89 | Trading floor FF&E systems |  |  |  |  | 00 | 00 | 000 | 000 | 00.00.000
1201 | Ss_40_20_30 | 40 | 20 | 30 |  | External public realm FF&E systems |  |  |  |  | 00 | 00 | 000 | 000 | 00.00.000
1202 | Ss_40_20_30_01 | 40 | 20 | 30 | 01 | Acceptance and dispensing systems |  |  |  |  | 00 | 00 | 000 | 000 | 00.00.000
1203 | Ss_40_20_30_20 | 40 | 20 | 30 | 20 | Cycle parking equipment systems |  |  |  |  | 00 | 00 | 000 | 000 | 00.00.000
1204 | Ss_40_20_30_28 | 40 | 20 | 30 | 28 | External furniture systems |  |  |  |  | 00 | 00 | 000 | 000 | 00.00.000
1205 | Ss_40_20_30_30 | 40 | 20 | 30 | 30 | Fixed bin systems |  |  |  |  | 00 | 00 | 000 | 000 | 00.00.000
1206 | Ss_40_20_30_65 | 40 | 20 | 30 | 65 | Playground equipment systems |  |  |  |  | 00 | 00 | 000 | 000 | 00.00.000
1207 | Ss_40_20_65 | 40 | 20 | 65 |  | Protective service FF&E systems |  |  |  |  | 00 | 00 | 000 | 000 | 00.00.000
1208 | Ss_40_20_65_22 | 40 | 20 | 65 | 22 | Detention FF&E systems |  |  |  |  | 00 | 00 | 000 | 000 | 00.00.000
1209 | Ss_40_20_65_25 | 40 | 20 | 65 | 25 | Emergency shelter FF&E systems |  |  |  |  | 00 | 00 | 000 | 000 | 00.00.000
1210 | Ss_40_20_65_46 | 40 | 20 | 65 | 46 | Law court FF&E systems |  |  |  |  | 00 | 00 | 000 | 000 | 00.00.000
1211 | Ss_40_25 | 40 | 25 |  |  | Cultural, educational, scientific and information FF&E systems |  |  |  |  | 00 | 00 | 000 | 000 | 00.00.000
1212 | Ss_40_25_20 | 40 | 25 | 20 |  | Cultural FF&E systems |  |  |  |  | 00 | 00 | 000 | 000 | 00.00.000
1213 | Ss_40_25_20_02 | 40 | 25 | 20 | 02 | Aquarium FF&E systems |  |  |  |  | 00 | 00 | 000 | 000 | 00.00.000
1214 | Ss_40_25_20_03 | 40 | 25 | 20 | 03 | Art gallery FF&E systems |  |  |  |  | 00 | 00 | 000 | 000 | 00.00.000
1215 | Ss_40_25_20_04 | 40 | 25 | 20 | 04 | Artwork systems |  |  |  |  | 00 | 00 | 000 | 000 | 00.00.000
1216 | Ss_40_25_20_05 | 40 | 25 | 20 | 05 | Auditorium FF&E systems |  |  |  |  | 00 | 00 | 000 | 000 | 00.00.000
1217 | Ss_40_25_20_22 | 40 | 25 | 20 | 22 | Display FF&E systems |  |  |  |  | 00 | 00 | 000 | 000 | 00.00.000
1218 | Ss_40_25_20_28 | 40 | 25 | 20 | 28 | Exhibition FF&E systems |  |  |  |  | 00 | 00 | 000 | 000 | 00.00.000
1219 | Ss_40_25_20_85 | 40 | 25 | 20 | 85 | Studio FF&E systems |  |  |  |  | 00 | 00 | 000 | 000 | 00.00.000
1220 | Ss_40_25_20_90 | 40 | 25 | 20 | 90 | Theatre FF&E systems |  |  |  |  | 00 | 00 | 000 | 000 | 00.00.000
1221 | Ss_40_25_26 | 40 | 25 | 26 |  | Education and information FF&E systems |  |  |  |  | 00 | 00 | 000 | 000 | 00.00.000
1222 | Ss_40_25_26_15 | 40 | 25 | 26 | 15 | Classroom FF&E systems |  |  |  |  | 00 | 00 | 000 | 000 | 00.00.000
1223 | Ss_40_25_26_47 | 40 | 25 | 26 | 47 | Library FF&E systems |  |  |  |  | 00 | 00 | 000 | 000 | 00.00.000
1224 | Ss_40_25_32 | 40 | 25 | 32 |  | Funerary FF&E systems |  |  |  |  | 00 | 00 | 000 | 000 | 00.00.000
1225 | Ss_40_25_32_12 | 40 | 25 | 32 | 12 | Cemetery equipment systems |  |  |  |  | 00 | 00 | 000 | 000 | 00.00.000
1226 | Ss_40_25_71 | 40 | 25 | 71 |  | Religious FF&E systems |  |  |  |  | 00 | 00 | 000 | 000 | 00.00.000
1227 | Ss_40_25_71_11 | 40 | 25 | 71 | 11 | Cathedral, church and chapel FF&E systems |  |  |  |  | 00 | 00 | 000 | 000 | 00.00.000
1228 | Ss_40_25_71_52 | 40 | 25 | 71 | 52 | Mosque FF&E systems |  |  |  |  | 00 | 00 | 000 | 000 | 00.00.000
1229 | Ss_40_25_71_86 | 40 | 25 | 71 | 86 | Synagogue FF&E systems |  |  |  |  | 00 | 00 | 000 | 000 | 00.00.000
1230 | Ss_40_25_71_90 | 40 | 25 | 71 | 90 | Temple FF&E systems |  |  |  |  | 00 | 00 | 000 | 000 | 00.00.000
1231 | Ss_40_25_75 | 40 | 25 | 75 |  | Scientific FF&E systems |  |  |  |  | 00 | 00 | 000 | 000 | 00.00.000
1232 | Ss_40_25_75_21 | 40 | 25 | 75 | 21 | Dark room FF&E systems |  |  |  |  | 00 | 00 | 000 | 000 | 00.00.000
1233 | Ss_40_25_75_45 | 40 | 25 | 75 | 45 | Laboratory FF&E systems |  |  |  |  | 00 | 00 | 000 | 000 | 00.00.000
1234 | Ss_40_25_75_58 | 40 | 25 | 75 | 58 | Observatory FF&E systems |  |  |  |  | 00 | 00 | 000 | 000 | 00.00.000
1235 | Ss_40_25_80 | 40 | 25 | 80 |  | Stage FF&E systems |  |  |  |  | 00 | 00 | 000 | 000 | 00.00.000
1236 | Ss_40_25_80_90 | 40 | 25 | 80 | 90 | Tension wire grid systems |  |  |  |  | 00 | 00 | 000 | 000 | 00.00.000
1237 | Ss_40_30 | 40 | 30 |  |  | Industrial and agricultural FF&E systems |  |  |  |  | 00 | 00 | 000 | 000 | 00.00.000
1238 | Ss_40_30_02 | 40 | 30 | 02 |  | Agricultural FF&E systems |  |  |  |  | 00 | 00 | 000 | 000 | 00.00.000
1239 | Ss_40_30_02_37 | 40 | 30 | 02 | 37 | Horticultural FF&E systems |  |  |  |  | 00 | 00 | 000 | 000 | 00.00.000
1240 | Ss_40_30_02_47 | 40 | 30 | 02 | 47 | Livestock FF&E systems |  |  |  |  | 00 | 00 | 000 | 000 | 00.00.000
1241 | Ss_40_30_42 | 40 | 30 | 42 |  | Industrial FF&E systems |  |  |  |  | 00 | 00 | 000 | 000 | 00.00.000
1242 | Ss_40_30_42_29 | 40 | 30 | 42 | 29 | Factory FF&E systems |  |  |  |  | 00 | 00 | 000 | 000 | 00.00.000
1243 | Ss_40_30_42_52 | 40 | 30 | 42 | 52 | Mine FF&E systems |  |  |  |  | 00 | 00 | 000 | 000 | 00.00.000
1244 | Ss_40_30_42_58 | 40 | 30 | 42 | 58 | Offshore platform FF&E systems |  |  |  |  | 00 | 00 | 000 | 000 | 00.00.000
1245 | Ss_40_30_42_96 | 40 | 30 | 42 | 96 | Warehouse FF&E systems |  |  |  |  | 00 | 00 | 000 | 000 | 00.00.000
1246 | Ss_40_30_85 | 40 | 30 | 85 |  | Static permanent access and safety equipment systems |  |  |  |  | 00 | 00 | 000 | 000 | 00.00.000
1247 | Ss_40_30_85_55 | 40 | 30 | 85 | 55 | Netting systems |  |  |  |  | 00 | 00 | 000 | 000 | 00.00.000
1248 | Ss_40_45 | 40 | 45 |  |  | Living space FF&E systems |  |  |  |  | 00 | 00 | 000 | 000 | 00.00.000
1249 | Ss_40_45_37 | 40 | 45 | 37 |  | Hotel living space FF&E systems |  |  |  |  | 00 | 00 | 000 | 000 | 00.00.000
1250 | Ss_40_45_37_28 | 40 | 45 | 37 | 28 | External FF&E systems |  |  |  |  | 00 | 00 | 000 | 000 | 00.00.000
1251 | Ss_40_45_37_36 | 40 | 45 | 37 | 36 | Hotel bedroom FF&E systems |  |  |  |  | 00 | 00 | 000 | 000 | 00.00.000
1252 | Ss_40_45_37_38 | 40 | 45 | 37 | 38 | Hotel dining room FF&E systems |  |  |  |  | 00 | 00 | 000 | 000 | 00.00.000
1253 | Ss_40_45_37_45 | 40 | 45 | 37 | 45 | Kitchen FF&E systems |  |  |  |  | 00 | 00 | 000 | 000 | 00.00.000
1254 | Ss_40_45_37_47 | 40 | 45 | 37 | 47 | Lounge FF&E systems |  |  |  |  | 00 | 00 | 000 | 000 | 00.00.000
1255 | Ss_40_45_70 | 40 | 45 | 70 |  | Residential living space FF&E systems |  |  |  |  | 00 | 00 | 000 | 000 | 00.00.000
1256 | Ss_40_45_70_07 | 40 | 45 | 70 | 07 | Bedroom FF&E systems |  |  |  |  | 00 | 00 | 000 | 000 | 00.00.000
1257 | Ss_40_45_70_22 | 40 | 45 | 70 | 22 | Dining room FF&E systems |  |  |  |  | 00 | 00 | 000 | 000 | 00.00.000
1258 | Ss_40_45_70_24 | 40 | 45 | 70 | 24 | Domestic kitchen FF&E systems |  |  |  |  | 00 | 00 | 000 | 000 | 00.00.000
1259 | Ss_40_45_70_33 | 40 | 45 | 70 | 33 | Garden FF&E systems |  |  |  |  | 00 | 00 | 000 | 000 | 00.00.000
1260 | Ss_40_45_70_47 | 40 | 45 | 70 | 47 | Living room FF&E systems |  |  |  |  | 00 | 00 | 000 | 000 | 00.00.000
1261 | Ss_40_50 | 40 | 50 |  |  | Medical, health and welfare FF&E systems |  |  |  |  | 00 | 00 | 000 | 000 | 00.00.000
1262 | Ss_40_50_50 | 40 | 50 | 50 |  | Medical and health FF&E systems |  |  |  |  | 00 | 00 | 000 | 000 | 00.00.000
1263 | Ss_40_50_50_18 | 40 | 50 | 50 | 18 | Crèche FF&E systems |  |  |  |  | 00 | 00 | 000 | 000 | 00.00.000
1264 | Ss_40_50_50_37 | 40 | 50 | 50 | 37 | Hospital ward FF&E systems |  |  |  |  | 00 | 00 | 000 | 000 | 00.00.000
1265 | Ss_40_50_50_50 | 40 | 50 | 50 | 50 | Medical and dental surgery FF&E systems |  |  |  |  | 00 | 00 | 000 | 000 | 00.00.000
1266 | Ss_40_50_50_59 | 40 | 50 | 50 | 59 | Operating theatre FF&E systems |  |  |  |  | 00 | 00 | 000 | 000 | 00.00.000
1267 | Ss_40_50_96 | 40 | 50 | 96 |  | Welfare FF&E systems |  |  |  |  | 00 | 00 | 000 | 000 | 00.00.000
1268 | Ss_40_50_96_04 | 40 | 50 | 96 | 04 | Animal welfare FF&E systems |  |  |  |  | 00 | 00 | 000 | 000 | 00.00.000
1269 | Ss_40_50_96_71 | 40 | 50 | 96 | 71 | Rehabilitation FF&E systems |  |  |  |  | 00 | 00 | 000 | 000 | 00.00.000
1270 | Ss_40_70 | 40 | 70 |  |  | Recreational FF&E systems |  |  |  |  | 00 | 00 | 000 | 000 | 00.00.000
1271 | Ss_40_70_20 | 40 | 70 | 20 |  | Casino FF&E systems |  |  |  |  | 00 | 00 | 000 | 000 | 00.00.000
1272 | Ss_40_70_55 | 40 | 70 | 55 |  | Play FF&E systems |  |  |  |  | 00 | 00 | 000 | 000 | 00.00.000
1273 | Ss_40_70_55_10 | 40 | 70 | 55 | 10 | Climbing equipment systems |  |  |  |  | 00 | 00 | 000 | 000 | 00.00.000
1274 | Ss_40_70_55_15 | 40 | 70 | 55 | 15 | Combination play equipment systems |  |  |  |  | 00 | 00 | 000 | 000 | 00.00.000
1275 | Ss_40_70_55_35 | 40 | 70 | 55 | 35 | Gymnastics and exercising equipment systems |  |  |  |  | 00 | 00 | 000 | 000 | 00.00.000
1276 | Ss_40_70_55_70 | 40 | 70 | 55 | 70 | Rocking equipment systems |  |  |  |  | 00 | 00 | 000 | 000 | 00.00.000
1277 | Ss_40_70_55_73 | 40 | 70 | 55 | 73 | Runway equipment systems |  |  |  |  | 00 | 00 | 000 | 000 | 00.00.000
1278 | Ss_40_70_55_75 | 40 | 70 | 55 | 75 | Sand and water play equipment systems |  |  |  |  | 00 | 00 | 000 | 000 | 00.00.000
1279 | Ss_40_70_55_80 | 40 | 70 | 55 | 80 | Slide equipment systems |  |  |  |  | 00 | 00 | 000 | 000 | 00.00.000
1280 | Ss_40_70_55_83 | 40 | 70 | 55 | 83 | Spinning equipment systems |  |  |  |  | 00 | 00 | 000 | 000 | 00.00.000
1281 | Ss_40_70_55_85 | 40 | 70 | 55 | 85 | Swinging equipment systems |  |  |  |  | 00 | 00 | 000 | 000 | 00.00.000
1282 | Ss_40_70_60 | 40 | 70 | 60 |  | Pool FF&E systems |  |  |  |  | 00 | 00 | 000 | 000 | 00.00.000
1283 | Ss_40_70_60_15 | 40 | 70 | 60 | 15 | Competitive swimming pool FF&E systems |  |  |  |  | 00 | 00 | 000 | 000 | 00.00.000
1284 | Ss_40_70_60_25 | 40 | 70 | 60 | 25 | Diving pool FF&E systems |  |  |  |  | 00 | 00 | 000 | 000 | 00.00.000
1285 | Ss_40_70_60_45 | 40 | 70 | 60 | 45 | Leisure swimming pool FF&E systems |  |  |  |  | 00 | 00 | 000 | 000 | 00.00.000
1286 | Ss_40_70_60_62 | 40 | 70 | 60 | 62 | Pool transfer aid equipment systems |  |  |  |  | 00 | 00 | 000 | 000 | 00.00.000
1287 | Ss_40_70_65 | 40 | 70 | 65 |  | Public house FF&E systems |  |  |  |  | 00 | 00 | 000 | 000 | 00.00.000
1288 | Ss_40_70_70 | 40 | 70 | 70 |  | Restaurant FF&E systems |  |  |  |  | 00 | 00 | 000 | 000 | 00.00.000
1289 | Ss_40_70_75 | 40 | 70 | 75 |  | Sports FF&E systems |  |  |  |  | 00 | 00 | 000 | 000 | 00.00.000
1290 | Ss_40_70_75_05 | 40 | 70 | 75 | 05 | Ball court FF&E systems |  |  |  |  | 00 | 00 | 000 | 000 | 00.00.000
1291 | Ss_40_70_75_20 | 40 | 70 | 75 | 20 | Cycle course FF&E systems |  |  |  |  | 00 | 00 | 000 | 000 | 00.00.000
1292 | Ss_40_70_75_27 | 40 | 70 | 75 | 27 | Equestrian equipment systems |  |  |  |  | 00 | 00 | 000 | 000 | 00.00.000
1293 | Ss_40_70_75_50 | 40 | 70 | 75 | 50 | Multi-use games area FF&E systems |  |  |  |  | 00 | 00 | 000 | 000 | 00.00.000
1294 | Ss_40_70_75_80 | 40 | 70 | 75 | 80 | Skate park FF&E systems |  |  |  |  | 00 | 00 | 000 | 000 | 00.00.000
1295 | Ss_40_70_75_85 | 40 | 70 | 75 | 85 | Sports pitch FF&E systems |  |  |  |  | 00 | 00 | 000 | 000 | 00.00.000
1296 | Ss_40_70_75_90 | 40 | 70 | 75 | 90 | Trim trail FF&E systems |  |  |  |  | 00 | 00 | 000 | 000 | 00.00.000
1297 | Ss_40_70_80 | 40 | 70 | 80 |  | Stadium FF&E systems |  |  |  |  | 00 | 00 | 000 | 000 | 00.00.000
1298 | Ss_40_70_95 | 40 | 70 | 95 |  | Wildlife, eco site and nature conservation FF&E systems |  |  |  |  | 00 | 00 | 000 | 000 | 00.00.000
1299 | Ss_40_85 | 40 | 85 |  |  | Transport FF&E systems |  |  |  |  | 00 | 00 | 000 | 000 | 00.00.000
1300 | Ss_40_85_01 | 40 | 85 | 01 |  | Aerospace FF&E systems |  |  |  |  | 00 | 00 | 000 | 000 | 00.00.000
1301 | Ss_40_85_01_01 | 40 | 85 | 01 | 01 | Aircraft fire training simulation systems |  |  |  |  | 00 | 00 | 000 | 000 | 00.00.000
1302 | Ss_40_85_11 | 40 | 85 | 11 |  | Cable transport FF&E systems |  |  |  |  | 00 | 00 | 000 | 000 | 00.00.000
1303 | Ss_40_85_50 | 40 | 85 | 50 |  | Marine and waterway FF&E systems |  |  |  |  | 00 | 00 | 000 | 000 | 00.00.000
1304 | Ss_40_85_50_95 | 40 | 85 | 50 | 95 | Waterside FF&E systems |  |  |  |  | 00 | 00 | 000 | 000 | 00.00.000
1305 | Ss_40_85_70 | 40 | 85 | 70 |  | Rail FF&E systems |  |  |  |  | 00 | 00 | 000 | 000 | 00.00.000
1306 | Ss_40_85_70_60 | 40 | 85 | 70 | 60 | Passenger concourse FF&E systems |  |  |  |  | 00 | 00 | 000 | 000 | 00.00.000
1307 | Ss_40_85_72 | 40 | 85 | 72 |  | Road FF&E systems |  |  |  |  | 00 | 00 | 000 | 000 | 00.00.000
1308 | Ss_40_85_72_11 | 40 | 85 | 72 | 11 | Car park equipment systems |  |  |  |  | 00 | 00 | 000 | 000 | 00.00.000
1309 | Ss_40_85_72_33 | 40 | 85 | 72 | 33 | Garage FF&E systems |  |  |  |  | 00 | 00 | 000 | 000 | 00.00.000
1310 | Ss_40_85_75 | 40 | 85 | 75 |  | Rolling stock depot systems |  |  |  |  | 00 | 00 | 000 | 000 | 00.00.000
1311 | Ss_40_85_75_07 | 40 | 85 | 75 | 07 | Bogie handling systems |  |  |  |  | 00 | 00 | 000 | 000 | 00.00.000
1312 | Ss_40_85_75_15 | 40 | 85 | 75 | 15 | Controlled emission toilet (CET) systems |  |  |  |  | 00 | 00 | 000 | 000 | 00.00.000
1313 | Ss_40_85_75_24 | 40 | 85 | 75 | 24 | Drop systems |  |  |  |  | 00 | 00 | 000 | 000 | 00.00.000
1314 | Ss_40_85_75_65 | 40 | 85 | 75 | 65 | Press systems |  |  |  |  | 00 | 00 | 000 | 000 | 00.00.000
1315 | Ss_40_85_75_70 | 40 | 85 | 75 | 70 | Rail lifting systems |  |  |  |  | 00 | 00 | 000 | 000 | 00.00.000
1316 | Ss_40_85_75_75 | 40 | 85 | 75 | 75 | Sand feeding systems |  |  |  |  | 00 | 00 | 000 | 000 | 00.00.000
1317 | Ss_40_85_75_97 | 40 | 85 | 75 | 97 | Wheel lathe systems |  |  |  |  | 00 | 00 | 000 | 000 | 00.00.000
1318 | Ss_40_90 | 40 | 90 |  |  | General finishing systems |  |  |  |  | 00 | 00 | 000 | 000 | 00.00.000
1319 | Ss_40_90_05 | 40 | 90 | 05 |  | Anodizing systems |  |  |  |  | 00 | 00 | 000 | 000 | 00.00.000
1320 | Ss_40_90_05_05 | 40 | 90 | 05 | 05 | Aluminium anodic coating systems |  |  |  |  | 00 | 00 | 000 | 000 | 00.00.000
1321 | Ss_40_90_35 | 40 | 90 | 35 |  | Hot dip galvanizing systems |  |  |  |  | 00 | 00 | 000 | 000 | 00.00.000
1322 | Ss_40_90_40 | 40 | 90 | 40 |  | Intumescent systems |  |  |  |  | 00 | 00 | 000 | 000 | 00.00.000
1323 | Ss_40_90_40_40 | 40 | 90 | 40 | 40 | Intumescent casting systems |  |  |  |  | 00 | 00 | 000 | 000 | 00.00.000
1324 | Ss_40_90_40_42 | 40 | 90 | 40 | 42 | Intumescent coating systems |  |  |  |  | 00 | 00 | 000 | 000 | 00.00.000
1325 | Ss_40_90_60 | 40 | 90 | 60 |  | Painting and clear finishing systems |  |  |  |  | 00 | 00 | 000 | 000 | 00.00.000
1326 | Ss_40_90_60_05 | 40 | 90 | 60 | 05 | Anti-graffiti coating systems |  |  |  |  | 00 | 00 | 000 | 000 | 00.00.000
1327 | Ss_40_90_60_20 | 40 | 90 | 60 | 20 | Decorative varnish or lacquer systems |  |  |  |  | 00 | 00 | 000 | 000 | 00.00.000
1328 | Ss_40_90_60_22 | 40 | 90 | 60 | 22 | Decorative wood stain or dye systems |  |  |  |  | 00 | 00 | 000 | 000 | 00.00.000
1329 | Ss_40_90_60_55 | 40 | 90 | 60 | 55 | Multi-colour coating systems |  |  |  |  | 00 | 00 | 000 | 000 | 00.00.000
1330 | Ss_40_90_60_60 | 40 | 90 | 60 | 60 | Oil gilding systems |  |  |  |  | 00 | 00 | 000 | 000 | 00.00.000
1331 | Ss_40_90_60_65 | 40 | 90 | 60 | 65 | Plastic texture coating systems |  |  |  |  | 00 | 00 | 000 | 000 | 00.00.000
1332 | Ss_40_90_60_80 | 40 | 90 | 60 | 80 | Solvent-borne paint systems |  |  |  |  | 00 | 00 | 000 | 000 | 00.00.000
1333 | Ss_40_90_60_85 | 40 | 90 | 60 | 85 | Special coating systems |  |  |  |  | 00 | 00 | 000 | 000 | 00.00.000
1334 | Ss_40_90_60_94 | 40 | 90 | 60 | 94 | Water-based anti-corrosion systems |  |  |  |  | 00 | 00 | 000 | 000 | 00.00.000
1335 | Ss_40_90_60_95 | 40 | 90 | 60 | 95 | Waterborne paint systems |  |  |  |  | 00 | 00 | 000 | 000 | 00.00.000
1336 | Ss_40_90_65 | 40 | 90 | 65 |  | Powder coating systems |  |  |  |  | 00 | 00 | 000 | 000 | 00.00.000
1337 | Ss_40_90_65_05 | 40 | 90 | 65 | 05 | Powder coating for aluminium systems |  |  |  |  | 00 | 00 | 000 | 000 | 00.00.000
1338 | Ss_40_90_65_85 | 40 | 90 | 65 | 85 | Powder coating for steel systems |  |  |  |  | 00 | 00 | 000 | 000 | 00.00.000
1339 | Ss_40_90_75 | 40 | 90 | 75 |  | Services painting systems |  |  |  |  | 00 | 00 | 000 | 000 | 00.00.000
1340 | Ss_40_90_95 | 40 | 90 | 95 |  | Wood preservative and fire retardant treatment systems |  |  |  |  | 00 | 00 | 000 | 000 | 00.00.000
1341 | Ss_40_90_95_30 | 40 | 90 | 95 | 30 | Fire retardant treatment systems |  |  |  |  | 00 | 00 | 000 | 000 | 00.00.000
1342 | Ss_40_90_95_65 | 40 | 90 | 95 | 65 | Preservative treatment systems |  |  |  |  | 00 | 00 | 000 | 000 | 00.00.000
1343 | Ss_40_95 | 40 | 95 |  |  | Temporary signage and FF&E systems |  |  |  |  | 00 | 00 | 000 | 000 | 00.00.000
1344 | Ss_45 | 45 |  |  |  | Flora and fauna systems | Construction Costs (CC) | Services and equipment | Control systems and instrumentation |  | 2 | 05 | 080 | 000 | 2.05.080
1344 | Ss_45 | 45 |  |  |  | Flora and fauna systems | Renewal Costs (RC) | Services and equipment | Control systems and instrumentation |  | 3 | 05 | 080 | 000 | 3.05.080
1344 | Ss_45 | 45 |  |  |  | Flora and fauna systems | Maintenance Costs (MC) | Services and equipment | Control systems and instrumentation |  | 5 | 05 | 080 | 000 | 5.05.080
1345 | Ss_45_05 | 45 | 05 |  |  | Ecosystems | Construction Costs (CC) | Services and equipment | Control systems and instrumentation |  | 2 | 05 | 080 | 000 | 2.05.080
1345 | Ss_45_05 | 45 | 05 |  |  | Ecosystems | Renewal Costs (RC) | Services and equipment | Control systems and instrumentation |  | 3 | 05 | 080 | 000 | 3.05.080
1345 | Ss_45_05 | 45 | 05 |  |  | Ecosystems | Maintenance Costs (MC) | Services and equipment | Control systems and instrumentation |  | 5 | 05 | 080 | 000 | 5.05.080
1346 | Ss_45_10 | 45 | 10 |  |  | Flora and fauna control systems | Construction Costs (CC) | Services and equipment | Control systems and instrumentation |  | 2 | 05 | 080 | 000 | 2.05.080
1346 | Ss_45_10 | 45 | 10 |  |  | Flora and fauna control systems | Renewal Costs (RC) | Services and equipment | Control systems and instrumentation |  | 3 | 05 | 080 | 000 | 3.05.080
1346 | Ss_45_10 | 45 | 10 |  |  | Flora and fauna control systems | Maintenance Costs (MC) | Services and equipment | Control systems and instrumentation |  | 5 | 05 | 080 | 000 | 5.05.080
1347 | Ss_45_10_10 | 45 | 10 | 10 |  | Bird, insect and vermin control systems | Construction Costs (CC) | Services and equipment | Control systems and instrumentation |  | 2 | 05 | 080 | 000 | 2.05.080
1347 | Ss_45_10_10 | 45 | 10 | 10 |  | Bird, insect and vermin control systems | Renewal Costs (RC) | Services and equipment | Control systems and instrumentation |  | 3 | 05 | 080 | 000 | 3.05.080
1347 | Ss_45_10_10 | 45 | 10 | 10 |  | Bird, insect and vermin control systems | Maintenance Costs (MC) | Services and equipment | Control systems and instrumentation |  | 5 | 05 | 080 | 000 | 5.05.080
1348 | Ss_45_10_10_04 | 45 | 10 | 10 | 04 | Animal control systems | Construction Costs (CC) | Services and equipment | Control systems and instrumentation |  | 2 | 05 | 080 | 000 | 2.05.080
1348 | Ss_45_10_10_04 | 45 | 10 | 10 | 04 | Animal control systems | Renewal Costs (RC) | Services and equipment | Control systems and instrumentation |  | 3 | 05 | 080 | 000 | 3.05.080
1348 | Ss_45_10_10_04 | 45 | 10 | 10 | 04 | Animal control systems | Maintenance Costs (MC) | Services and equipment | Control systems and instrumentation |  | 5 | 05 | 080 | 000 | 5.05.080
1349 | Ss_45_10_10_10 | 45 | 10 | 10 | 10 | Bird control systems | Construction Costs (CC) | Services and equipment | Control systems and instrumentation |  | 2 | 05 | 080 | 000 | 2.05.080
1349 | Ss_45_10_10_10 | 45 | 10 | 10 | 10 | Bird control systems | Renewal Costs (RC) | Services and equipment | Control systems and instrumentation |  | 3 | 05 | 080 | 000 | 3.05.080
1349 | Ss_45_10_10_10 | 45 | 10 | 10 | 10 | Bird control systems | Maintenance Costs (MC) | Services and equipment | Control systems and instrumentation |  | 5 | 05 | 080 | 000 | 5.05.080
1350 | Ss_45_10_10_14 | 45 | 10 | 10 | 14 | Chemical termite protection systems | Construction Costs (CC) | Services and equipment | Control systems and instrumentation |  | 2 | 05 | 080 | 000 | 2.05.080
1350 | Ss_45_10_10_14 | 45 | 10 | 10 | 14 | Chemical termite protection systems | Renewal Costs (RC) | Services and equipment | Control systems and instrumentation |  | 3 | 05 | 080 | 000 | 3.05.080
1350 | Ss_45_10_10_14 | 45 | 10 | 10 | 14 | Chemical termite protection systems | Maintenance Costs (MC) | Services and equipment | Control systems and instrumentation |  | 5 | 05 | 080 | 000 | 5.05.080
1351 | Ss_45_10_10_40 | 45 | 10 | 10 | 40 | Insect control systems | Construction Costs (CC) | Services and equipment | Control systems and instrumentation |  | 2 | 05 | 080 | 000 | 2.05.080
1351 | Ss_45_10_10_40 | 45 | 10 | 10 | 40 | Insect control systems | Renewal Costs (RC) | Services and equipment | Control systems and instrumentation |  | 3 | 05 | 080 | 000 | 3.05.080
1351 | Ss_45_10_10_40 | 45 | 10 | 10 | 40 | Insect control systems | Maintenance Costs (MC) | Services and equipment | Control systems and instrumentation |  | 5 | 05 | 080 | 000 | 5.05.080
1352 | Ss_45_10_10_64 | 45 | 10 | 10 | 64 | Physical termite protection systems | Construction Costs (CC) | Services and equipment | Control systems and instrumentation |  | 2 | 05 | 080 | 000 | 2.05.080
1352 | Ss_45_10_10_64 | 45 | 10 | 10 | 64 | Physical termite protection systems | Renewal Costs (RC) | Services and equipment | Control systems and instrumentation |  | 3 | 05 | 080 | 000 | 3.05.080
1352 | Ss_45_10_10_64 | 45 | 10 | 10 | 64 | Physical termite protection systems | Maintenance Costs (MC) | Services and equipment | Control systems and instrumentation |  | 5 | 05 | 080 | 000 | 5.05.080
1353 | Ss_45_10_10_72 | 45 | 10 | 10 | 72 | Rodent control systems | Construction Costs (CC) | Services and equipment | Control systems and instrumentation |  | 2 | 05 | 080 | 000 | 2.05.080
1353 | Ss_45_10_10_72 | 45 | 10 | 10 | 72 | Rodent control systems | Renewal Costs (RC) | Services and equipment | Control systems and instrumentation |  | 3 | 05 | 080 | 000 | 3.05.080
1353 | Ss_45_10_10_72 | 45 | 10 | 10 | 72 | Rodent control systems | Maintenance Costs (MC) | Services and equipment | Control systems and instrumentation |  | 5 | 05 | 080 | 000 | 5.05.080
1354 | Ss_45_10_40 | 45 | 10 | 40 |  | Invasive microbial and invertebrate control systems | Construction Costs (CC) | Services and equipment | Control systems and instrumentation |  | 2 | 05 | 080 | 000 | 2.05.080
1354 | Ss_45_10_40 | 45 | 10 | 40 |  | Invasive microbial and invertebrate control systems | Renewal Costs (RC) | Services and equipment | Control systems and instrumentation |  | 3 | 05 | 080 | 000 | 3.05.080
1354 | Ss_45_10_40 | 45 | 10 | 40 |  | Invasive microbial and invertebrate control systems | Maintenance Costs (MC) | Services and equipment | Control systems and instrumentation |  | 5 | 05 | 080 | 000 | 5.05.080
1355 | Ss_45_10_40_40 | 45 | 10 | 40 | 40 | Invertebrate control systems | Construction Costs (CC) | Services and equipment | Control systems and instrumentation |  | 2 | 05 | 080 | 000 | 2.05.080
1355 | Ss_45_10_40_40 | 45 | 10 | 40 | 40 | Invertebrate control systems | Renewal Costs (RC) | Services and equipment | Control systems and instrumentation |  | 3 | 05 | 080 | 000 | 3.05.080
1355 | Ss_45_10_40_40 | 45 | 10 | 40 | 40 | Invertebrate control systems | Maintenance Costs (MC) | Services and equipment | Control systems and instrumentation |  | 5 | 05 | 080 | 000 | 5.05.080
1356 | Ss_45_10_40_50 | 45 | 10 | 40 | 50 | Microbial control systems | Construction Costs (CC) | Services and equipment | Control systems and instrumentation |  | 2 | 05 | 080 | 000 | 2.05.080
1356 | Ss_45_10_40_50 | 45 | 10 | 40 | 50 | Microbial control systems | Renewal Costs (RC) | Services and equipment | Control systems and instrumentation |  | 3 | 05 | 080 | 000 | 3.05.080
1356 | Ss_45_10_40_50 | 45 | 10 | 40 | 50 | Microbial control systems | Maintenance Costs (MC) | Services and equipment | Control systems and instrumentation |  | 5 | 05 | 080 | 000 | 5.05.080
1357 | Ss_45_10_95 | 45 | 10 | 95 |  | Vegetation control systems | Construction Costs (CC) | Services and equipment | Control systems and instrumentation |  | 2 | 05 | 080 | 000 | 2.05.080
1357 | Ss_45_10_95 | 45 | 10 | 95 |  | Vegetation control systems | Renewal Costs (RC) | Services and equipment | Control systems and instrumentation |  | 3 | 05 | 080 | 000 | 3.05.080
1357 | Ss_45_10_95 | 45 | 10 | 95 |  | Vegetation control systems | Maintenance Costs (MC) | Services and equipment | Control systems and instrumentation |  | 5 | 05 | 080 | 000 | 5.05.080
1358 | Ss_45_10_95_50 | 45 | 10 | 95 | 50 | Moss, algae and lichen control systems | Construction Costs (CC) | Services and equipment | Control systems and instrumentation |  | 2 | 05 | 080 | 000 | 2.05.080
1358 | Ss_45_10_95_50 | 45 | 10 | 95 | 50 | Moss, algae and lichen control systems | Renewal Costs (RC) | Services and equipment | Control systems and instrumentation |  | 3 | 05 | 080 | 000 | 3.05.080
1358 | Ss_45_10_95_50 | 45 | 10 | 95 | 50 | Moss, algae and lichen control systems | Maintenance Costs (MC) | Services and equipment | Control systems and instrumentation |  | 5 | 05 | 080 | 000 | 5.05.080
1359 | Ss_45_10_95_72 | 45 | 10 | 95 | 72 | Rooted plants on hard surfaces control systems | Construction Costs (CC) | Services and equipment | Control systems and instrumentation |  | 2 | 05 | 080 | 000 | 2.05.080
1359 | Ss_45_10_95_72 | 45 | 10 | 95 | 72 | Rooted plants on hard surfaces control systems | Renewal Costs (RC) | Services and equipment | Control systems and instrumentation |  | 3 | 05 | 080 | 000 | 3.05.080
1359 | Ss_45_10_95_72 | 45 | 10 | 95 | 72 | Rooted plants on hard surfaces control systems | Maintenance Costs (MC) | Services and equipment | Control systems and instrumentation |  | 5 | 05 | 080 | 000 | 5.05.080
1360 | Ss_45_10_95_80 | 45 | 10 | 95 | 80 | Selective vegetation control systems | Construction Costs (CC) | Services and equipment | Control systems and instrumentation |  | 2 | 05 | 080 | 000 | 2.05.080
1360 | Ss_45_10_95_80 | 45 | 10 | 95 | 80 | Selective vegetation control systems | Renewal Costs (RC) | Services and equipment | Control systems and instrumentation |  | 3 | 05 | 080 | 000 | 3.05.080
1360 | Ss_45_10_95_80 | 45 | 10 | 95 | 80 | Selective vegetation control systems | Maintenance Costs (MC) | Services and equipment | Control systems and instrumentation |  | 5 | 05 | 080 | 000 | 5.05.080
1361 | Ss_45_10_95_81 | 45 | 10 | 95 | 81 | Self-clinging plants on hard surfaces control systems | Construction Costs (CC) | Services and equipment | Control systems and instrumentation |  | 2 | 05 | 080 | 000 | 2.05.080
1361 | Ss_45_10_95_81 | 45 | 10 | 95 | 81 | Self-clinging plants on hard surfaces control systems | Renewal Costs (RC) | Services and equipment | Control systems and instrumentation |  | 3 | 05 | 080 | 000 | 3.05.080
1361 | Ss_45_10_95_81 | 45 | 10 | 95 | 81 | Self-clinging plants on hard surfaces control systems | Maintenance Costs (MC) | Services and equipment | Control systems and instrumentation |  | 5 | 05 | 080 | 000 | 5.05.080
1362 | Ss_45_10_95_83 | 45 | 10 | 95 | 83 | Site vegetation control systems | Construction Costs (CC) | Services and equipment | Control systems and instrumentation |  | 2 | 05 | 080 | 000 | 2.05.080
1362 | Ss_45_10_95_83 | 45 | 10 | 95 | 83 | Site vegetation control systems | Renewal Costs (RC) | Services and equipment | Control systems and instrumentation |  | 3 | 05 | 080 | 000 | 3.05.080
1362 | Ss_45_10_95_83 | 45 | 10 | 95 | 83 | Site vegetation control systems | Maintenance Costs (MC) | Services and equipment | Control systems and instrumentation |  | 5 | 05 | 080 | 000 | 5.05.080
1363 | Ss_45_10_95_95 | 45 | 10 | 95 | 95 | Waterborne vegetation control systems | Construction Costs (CC) | Services and equipment | Control systems and instrumentation |  | 2 | 05 | 080 | 000 | 2.05.080
1363 | Ss_45_10_95_95 | 45 | 10 | 95 | 95 | Waterborne vegetation control systems | Renewal Costs (RC) | Services and equipment | Control systems and instrumentation |  | 3 | 05 | 080 | 000 | 3.05.080
1363 | Ss_45_10_95_95 | 45 | 10 | 95 | 95 | Waterborne vegetation control systems | Maintenance Costs (MC) | Services and equipment | Control systems and instrumentation |  | 5 | 05 | 080 | 000 | 5.05.080
1364 | Ss_45_30 | 45 | 30 |  |  | Aquatic flora systems | Construction Costs (CC) | External and ancillary works | Landscaping (hard and soft) |  | 2 | 07 | 040 | 000 | 2.07.040
1364 | Ss_45_30 | 45 | 30 |  |  | Aquatic flora systems | Renewal Costs (RC) | External and ancillary works | Landscaping (hard and soft) |  | 3 | 07 | 040 | 000 | 3.07.040
1364 | Ss_45_30 | 45 | 30 |  |  | Aquatic flora systems | Maintenance Costs (MC) | External and ancillary works | Landscaping (hard and soft) |  | 5 | 07 | 040 | 000 | 5.07.040
1365 | Ss_45_30_05 | 45 | 30 | 05 |  | Aquatic and wetland planting systems | Construction Costs (CC) | External and ancillary works | Landscaping (hard and soft) |  | 2 | 07 | 040 | 000 | 2.07.040
1365 | Ss_45_30_05 | 45 | 30 | 05 |  | Aquatic and wetland planting systems | Renewal Costs (RC) | External and ancillary works | Landscaping (hard and soft) |  | 3 | 07 | 040 | 000 | 3.07.040
1365 | Ss_45_30_05 | 45 | 30 | 05 |  | Aquatic and wetland planting systems | Maintenance Costs (MC) | External and ancillary works | Landscaping (hard and soft) |  | 5 | 07 | 040 | 000 | 5.07.040
1366 | Ss_45_30_05_05 | 45 | 30 | 05 | 05 | Aquatic planting systems | Construction Costs (CC) | External and ancillary works | Landscaping (hard and soft) |  | 2 | 07 | 040 | 000 | 2.07.040
1366 | Ss_45_30_05_05 | 45 | 30 | 05 | 05 | Aquatic planting systems | Renewal Costs (RC) | External and ancillary works | Landscaping (hard and soft) |  | 3 | 07 | 040 | 000 | 3.07.040
1366 | Ss_45_30_05_05 | 45 | 30 | 05 | 05 | Aquatic planting systems | Maintenance Costs (MC) | External and ancillary works | Landscaping (hard and soft) |  | 5 | 07 | 040 | 000 | 5.07.040
1367 | Ss_45_30_05_50 | 45 | 30 | 05 | 50 | Marginal planting systems | Construction Costs (CC) | External and ancillary works | Landscaping (hard and soft) |  | 2 | 07 | 040 | 000 | 2.07.040
1367 | Ss_45_30_05_50 | 45 | 30 | 05 | 50 | Marginal planting systems | Renewal Costs (RC) | External and ancillary works | Landscaping (hard and soft) |  | 3 | 07 | 040 | 000 | 3.07.040
1367 | Ss_45_30_05_50 | 45 | 30 | 05 | 50 | Marginal planting systems | Maintenance Costs (MC) | External and ancillary works | Landscaping (hard and soft) |  | 5 | 07 | 040 | 000 | 5.07.040
1368 | Ss_45_30_05_70 | 45 | 30 | 05 | 70 | Reedbed planting systems | Construction Costs (CC) | External and ancillary works | Landscaping (hard and soft) |  | 2 | 07 | 040 | 000 | 2.07.040
1368 | Ss_45_30_05_70 | 45 | 30 | 05 | 70 | Reedbed planting systems | Renewal Costs (RC) | External and ancillary works | Landscaping (hard and soft) |  | 3 | 07 | 040 | 000 | 3.07.040
1368 | Ss_45_30_05_70 | 45 | 30 | 05 | 70 | Reedbed planting systems | Maintenance Costs (MC) | External and ancillary works | Landscaping (hard and soft) |  | 5 | 07 | 040 | 000 | 5.07.040
1369 | Ss_45_30_40 | 45 | 30 | 40 |  | Hydroponic planting systems | Construction Costs (CC) | External and ancillary works | Landscaping (hard and soft) |  | 2 | 07 | 040 | 000 | 2.07.040
1369 | Ss_45_30_40 | 45 | 30 | 40 |  | Hydroponic planting systems | Renewal Costs (RC) | External and ancillary works | Landscaping (hard and soft) |  | 3 | 07 | 040 | 000 | 3.07.040
1369 | Ss_45_30_40 | 45 | 30 | 40 |  | Hydroponic planting systems | Maintenance Costs (MC) | External and ancillary works | Landscaping (hard and soft) |  | 5 | 07 | 040 | 000 | 5.07.040
1370 | Ss_45_35 | 45 | 35 |  |  | Ground based flora systems | Construction Costs (CC) | External and ancillary works | Landscaping (hard and soft) |  | 2 | 07 | 040 | 000 | 2.07.040
1370 | Ss_45_35 | 45 | 35 |  |  | Ground based flora systems | Renewal Costs (RC) | External and ancillary works | Landscaping (hard and soft) |  | 3 | 07 | 040 | 000 | 3.07.040
1370 | Ss_45_35 | 45 | 35 |  |  | Ground based flora systems | Maintenance Costs (MC) | External and ancillary works | Landscaping (hard and soft) |  | 5 | 07 | 040 | 000 | 5.07.040
1371 | Ss_45_35_05 | 45 | 35 | 05 |  | Amenity and ornamental planting systems | Construction Costs (CC) | External and ancillary works | Landscaping (hard and soft) |  | 2 | 07 | 040 | 000 | 2.07.040
1371 | Ss_45_35_05 | 45 | 35 | 05 |  | Amenity and ornamental planting systems | Renewal Costs (RC) | External and ancillary works | Landscaping (hard and soft) |  | 3 | 07 | 040 | 000 | 3.07.040
1371 | Ss_45_35_05 | 45 | 35 | 05 |  | Amenity and ornamental planting systems | Maintenance Costs (MC) | External and ancillary works | Landscaping (hard and soft) |  | 5 | 07 | 040 | 000 | 5.07.040
1372 | Ss_45_35_05_08 | 45 | 35 | 05 | 08 | Bed-planted annual, perennial and bulb systems | Construction Costs (CC) | External and ancillary works | Landscaping (hard and soft) |  | 2 | 07 | 040 | 000 | 2.07.040
1372 | Ss_45_35_05_08 | 45 | 35 | 05 | 08 | Bed-planted annual, perennial and bulb systems | Renewal Costs (RC) | External and ancillary works | Landscaping (hard and soft) |  | 3 | 07 | 040 | 000 | 3.07.040
1372 | Ss_45_35_05_08 | 45 | 35 | 05 | 08 | Bed-planted annual, perennial and bulb systems | Maintenance Costs (MC) | External and ancillary works | Landscaping (hard and soft) |  | 5 | 07 | 040 | 000 | 5.07.040
1373 | Ss_45_35_05_35 | 45 | 35 | 05 | 35 | Grass-planted bulb and wildflower systems | Construction Costs (CC) | External and ancillary works | Landscaping (hard and soft) |  | 2 | 07 | 040 | 000 | 2.07.040
1373 | Ss_45_35_05_35 | 45 | 35 | 05 | 35 | Grass-planted bulb and wildflower systems | Renewal Costs (RC) | External and ancillary works | Landscaping (hard and soft) |  | 3 | 07 | 040 | 000 | 3.07.040
1373 | Ss_45_35_05_35 | 45 | 35 | 05 | 35 | Grass-planted bulb and wildflower systems | Maintenance Costs (MC) | External and ancillary works | Landscaping (hard and soft) |  | 5 | 07 | 040 | 000 | 5.07.040
1374 | Ss_45_35_05_37 | 45 | 35 | 05 | 37 | Grass-planted small tree and shrub systems | Construction Costs (CC) | External and ancillary works | Landscaping (hard and soft) |  | 2 | 07 | 040 | 000 | 2.07.040
1374 | Ss_45_35_05_37 | 45 | 35 | 05 | 37 | Grass-planted small tree and shrub systems | Renewal Costs (RC) | External and ancillary works | Landscaping (hard and soft) |  | 3 | 07 | 040 | 000 | 3.07.040
1374 | Ss_45_35_05_37 | 45 | 35 | 05 | 37 | Grass-planted small tree and shrub systems | Maintenance Costs (MC) | External and ancillary works | Landscaping (hard and soft) |  | 5 | 07 | 040 | 000 | 5.07.040
1375 | Ss_45_35_05_42 | 45 | 35 | 05 | 42 | Long-stem planted small tree and shrub systems | Construction Costs (CC) | External and ancillary works | Landscaping (hard and soft) |  | 2 | 07 | 040 | 000 | 2.07.040
1375 | Ss_45_35_05_42 | 45 | 35 | 05 | 42 | Long-stem planted small tree and shrub systems | Renewal Costs (RC) | External and ancillary works | Landscaping (hard and soft) |  | 3 | 07 | 040 | 000 | 3.07.040
1375 | Ss_45_35_05_42 | 45 | 35 | 05 | 42 | Long-stem planted small tree and shrub systems | Maintenance Costs (MC) | External and ancillary works | Landscaping (hard and soft) |  | 5 | 07 | 040 | 000 | 5.07.040
1376 | Ss_45_35_05_62 | 45 | 35 | 05 | 62 | Pit-planted climber systems | Construction Costs (CC) | External and ancillary works | Landscaping (hard and soft) |  | 2 | 07 | 040 | 000 | 2.07.040
1376 | Ss_45_35_05_62 | 45 | 35 | 05 | 62 | Pit-planted climber systems | Renewal Costs (RC) | External and ancillary works | Landscaping (hard and soft) |  | 3 | 07 | 040 | 000 | 3.07.040
1376 | Ss_45_35_05_62 | 45 | 35 | 05 | 62 | Pit-planted climber systems | Maintenance Costs (MC) | External and ancillary works | Landscaping (hard and soft) |  | 5 | 07 | 040 | 000 | 5.07.040
1377 | Ss_45_35_05_64 | 45 | 35 | 05 | 64 | Pit-planted perennial systems | Construction Costs (CC) | External and ancillary works | Landscaping (hard and soft) |  | 2 | 07 | 040 | 000 | 2.07.040
1377 | Ss_45_35_05_64 | 45 | 35 | 05 | 64 | Pit-planted perennial systems | Renewal Costs (RC) | External and ancillary works | Landscaping (hard and soft) |  | 3 | 07 | 040 | 000 | 3.07.040
1377 | Ss_45_35_05_64 | 45 | 35 | 05 | 64 | Pit-planted perennial systems | Maintenance Costs (MC) | External and ancillary works | Landscaping (hard and soft) |  | 5 | 07 | 040 | 000 | 5.07.040
1378 | Ss_45_35_05_66 | 45 | 35 | 05 | 66 | Pit-planted large tree systems | Construction Costs (CC) | External and ancillary works | Landscaping (hard and soft) |  | 2 | 07 | 040 | 000 | 2.07.040
1378 | Ss_45_35_05_66 | 45 | 35 | 05 | 66 | Pit-planted large tree systems | Renewal Costs (RC) | External and ancillary works | Landscaping (hard and soft) |  | 3 | 07 | 040 | 000 | 3.07.040
1378 | Ss_45_35_05_66 | 45 | 35 | 05 | 66 | Pit-planted large tree systems | Maintenance Costs (MC) | External and ancillary works | Landscaping (hard and soft) |  | 5 | 07 | 040 | 000 | 5.07.040
1379 | Ss_45_35_05_67 | 45 | 35 | 05 | 67 | Pit-planted small tree and shrub systems | Construction Costs (CC) | External and ancillary works | Landscaping (hard and soft) |  | 2 | 07 | 040 | 000 | 2.07.040
1379 | Ss_45_35_05_67 | 45 | 35 | 05 | 67 | Pit-planted small tree and shrub systems | Renewal Costs (RC) | External and ancillary works | Landscaping (hard and soft) |  | 3 | 07 | 040 | 000 | 3.07.040
1379 | Ss_45_35_05_67 | 45 | 35 | 05 | 67 | Pit-planted small tree and shrub systems | Maintenance Costs (MC) | External and ancillary works | Landscaping (hard and soft) |  | 5 | 07 | 040 | 000 | 5.07.040
1380 | Ss_45_35_08 | 45 | 35 | 08 |  | Biodiversity and environmental conservation systems | Construction Costs (CC) | External and ancillary works | Landscaping (hard and soft) |  | 2 | 07 | 040 | 000 | 2.07.040
1380 | Ss_45_35_08 | 45 | 35 | 08 |  | Biodiversity and environmental conservation systems | Renewal Costs (RC) | External and ancillary works | Landscaping (hard and soft) |  | 3 | 07 | 040 | 000 | 3.07.040
1380 | Ss_45_35_08 | 45 | 35 | 08 |  | Biodiversity and environmental conservation systems | Maintenance Costs (MC) | External and ancillary works | Landscaping (hard and soft) |  | 5 | 07 | 040 | 000 | 5.07.040
1381 | Ss_45_35_08_29 | 45 | 35 | 08 | 29 | Flora species introduction systems | Construction Costs (CC) | External and ancillary works | Landscaping (hard and soft) |  | 2 | 07 | 040 | 000 | 2.07.040
1381 | Ss_45_35_08_29 | 45 | 35 | 08 | 29 | Flora species introduction systems | Renewal Costs (RC) | External and ancillary works | Landscaping (hard and soft) |  | 3 | 07 | 040 | 000 | 3.07.040
1381 | Ss_45_35_08_29 | 45 | 35 | 08 | 29 | Flora species introduction systems | Maintenance Costs (MC) | External and ancillary works | Landscaping (hard and soft) |  | 5 | 07 | 040 | 000 | 5.07.040
1382 | Ss_45_35_08_30 | 45 | 35 | 08 | 30 | Flora species protection systems | Construction Costs (CC) | External and ancillary works | Landscaping (hard and soft) |  | 2 | 07 | 040 | 000 | 2.07.040
1382 | Ss_45_35_08_30 | 45 | 35 | 08 | 30 | Flora species protection systems | Renewal Costs (RC) | External and ancillary works | Landscaping (hard and soft) |  | 3 | 07 | 040 | 000 | 3.07.040
1382 | Ss_45_35_08_30 | 45 | 35 | 08 | 30 | Flora species protection systems | Maintenance Costs (MC) | External and ancillary works | Landscaping (hard and soft) |  | 5 | 07 | 040 | 000 | 5.07.040
1383 | Ss_45_35_08_35 | 45 | 35 | 08 | 35 | Habitat creation systems | Construction Costs (CC) | External and ancillary works | Landscaping (hard and soft) |  | 2 | 07 | 040 | 000 | 2.07.040
1383 | Ss_45_35_08_35 | 45 | 35 | 08 | 35 | Habitat creation systems | Renewal Costs (RC) | External and ancillary works | Landscaping (hard and soft) |  | 3 | 07 | 040 | 000 | 3.07.040
1383 | Ss_45_35_08_35 | 45 | 35 | 08 | 35 | Habitat creation systems | Maintenance Costs (MC) | External and ancillary works | Landscaping (hard and soft) |  | 5 | 07 | 040 | 000 | 5.07.040
1384 | Ss_45_35_08_37 | 45 | 35 | 08 | 37 | Habitat management and enhancement systems | Construction Costs (CC) | External and ancillary works | Landscaping (hard and soft) |  | 2 | 07 | 040 | 000 | 2.07.040
1384 | Ss_45_35_08_37 | 45 | 35 | 08 | 37 | Habitat management and enhancement systems | Renewal Costs (RC) | External and ancillary works | Landscaping (hard and soft) |  | 3 | 07 | 040 | 000 | 3.07.040
1384 | Ss_45_35_08_37 | 45 | 35 | 08 | 37 | Habitat management and enhancement systems | Maintenance Costs (MC) | External and ancillary works | Landscaping (hard and soft) |  | 5 | 07 | 040 | 000 | 5.07.040
1385 | Ss_45_35_08_38 | 45 | 35 | 08 | 38 | Habitat protection systems | Construction Costs (CC) | External and ancillary works | Landscaping (hard and soft) |  | 2 | 07 | 040 | 000 | 2.07.040
1385 | Ss_45_35_08_38 | 45 | 35 | 08 | 38 | Habitat protection systems | Renewal Costs (RC) | External and ancillary works | Landscaping (hard and soft) |  | 3 | 07 | 040 | 000 | 3.07.040
1385 | Ss_45_35_08_38 | 45 | 35 | 08 | 38 | Habitat protection systems | Maintenance Costs (MC) | External and ancillary works | Landscaping (hard and soft) |  | 5 | 07 | 040 | 000 | 5.07.040
1386 | Ss_45_35_30 | 45 | 35 | 30 |  | Forestry, biomass, hedging and roadside planting systems | Construction Costs (CC) | External and ancillary works | Landscaping (hard and soft) |  | 2 | 07 | 040 | 000 | 2.07.040
1386 | Ss_45_35_30 | 45 | 35 | 30 |  | Forestry, biomass, hedging and roadside planting systems | Renewal Costs (RC) | External and ancillary works | Landscaping (hard and soft) |  | 3 | 07 | 040 | 000 | 3.07.040
1386 | Ss_45_35_30 | 45 | 35 | 30 |  | Forestry, biomass, hedging and roadside planting systems | Maintenance Costs (MC) | External and ancillary works | Landscaping (hard and soft) |  | 5 | 07 | 040 | 000 | 5.07.040
1387 | Ss_45_35_30_40 | 45 | 35 | 30 | 40 | Hydraulic seeded tree and shrub systems | Construction Costs (CC) | External and ancillary works | Landscaping (hard and soft) |  | 2 | 07 | 040 | 000 | 2.07.040
1387 | Ss_45_35_30_40 | 45 | 35 | 30 | 40 | Hydraulic seeded tree and shrub systems | Renewal Costs (RC) | External and ancillary works | Landscaping (hard and soft) |  | 3 | 07 | 040 | 000 | 3.07.040
1387 | Ss_45_35_30_40 | 45 | 35 | 30 | 40 | Hydraulic seeded tree and shrub systems | Maintenance Costs (MC) | External and ancillary works | Landscaping (hard and soft) |  | 5 | 07 | 040 | 000 | 5.07.040
1388 | Ss_45_35_30_55 | 45 | 35 | 30 | 55 | Notch-planted tree and shrub systems | Construction Costs (CC) | External and ancillary works | Landscaping (hard and soft) |  | 2 | 07 | 040 | 000 | 2.07.040
1388 | Ss_45_35_30_55 | 45 | 35 | 30 | 55 | Notch-planted tree and shrub systems | Renewal Costs (RC) | External and ancillary works | Landscaping (hard and soft) |  | 3 | 07 | 040 | 000 | 3.07.040
1388 | Ss_45_35_30_55 | 45 | 35 | 30 | 55 | Notch-planted tree and shrub systems | Maintenance Costs (MC) | External and ancillary works | Landscaping (hard and soft) |  | 5 | 07 | 040 | 000 | 5.07.040
1389 | Ss_45_35_30_62 | 45 | 35 | 30 | 62 | Pit-planted tree and shrub systems | Construction Costs (CC) | External and ancillary works | Landscaping (hard and soft) |  | 2 | 07 | 040 | 000 | 2.07.040
1389 | Ss_45_35_30_62 | 45 | 35 | 30 | 62 | Pit-planted tree and shrub systems | Renewal Costs (RC) | External and ancillary works | Landscaping (hard and soft) |  | 3 | 07 | 040 | 000 | 3.07.040
1389 | Ss_45_35_30_62 | 45 | 35 | 30 | 62 | Pit-planted tree and shrub systems | Maintenance Costs (MC) | External and ancillary works | Landscaping (hard and soft) |  | 5 | 07 | 040 | 000 | 5.07.040
1390 | Ss_45_35_30_72 | 45 | 35 | 30 | 72 | Ridge and furrow-planted tree and shrub systems | Construction Costs (CC) | External and ancillary works | Landscaping (hard and soft) |  | 2 | 07 | 040 | 000 | 2.07.040
1390 | Ss_45_35_30_72 | 45 | 35 | 30 | 72 | Ridge and furrow-planted tree and shrub systems | Renewal Costs (RC) | External and ancillary works | Landscaping (hard and soft) |  | 3 | 07 | 040 | 000 | 3.07.040
1390 | Ss_45_35_30_72 | 45 | 35 | 30 | 72 | Ridge and furrow-planted tree and shrub systems | Maintenance Costs (MC) | External and ancillary works | Landscaping (hard and soft) |  | 5 | 07 | 040 | 000 | 5.07.040
1391 | Ss_45_35_30_75 | 45 | 35 | 30 | 75 | Seeded tree and shrub systems | Construction Costs (CC) | External and ancillary works | Landscaping (hard and soft) |  | 2 | 07 | 040 | 000 | 2.07.040
1391 | Ss_45_35_30_75 | 45 | 35 | 30 | 75 | Seeded tree and shrub systems | Renewal Costs (RC) | External and ancillary works | Landscaping (hard and soft) |  | 3 | 07 | 040 | 000 | 3.07.040
1391 | Ss_45_35_30_75 | 45 | 35 | 30 | 75 | Seeded tree and shrub systems | Maintenance Costs (MC) | External and ancillary works | Landscaping (hard and soft) |  | 5 | 07 | 040 | 000 | 5.07.040
1392 | Ss_45_35_30_90 | 45 | 35 | 30 | 90 | Trench-planted tree and shrub systems | Construction Costs (CC) | External and ancillary works | Landscaping (hard and soft) |  | 2 | 07 | 040 | 000 | 2.07.040
1392 | Ss_45_35_30_90 | 45 | 35 | 30 | 90 | Trench-planted tree and shrub systems | Renewal Costs (RC) | External and ancillary works | Landscaping (hard and soft) |  | 3 | 07 | 040 | 000 | 3.07.040
1392 | Ss_45_35_30_90 | 45 | 35 | 30 | 90 | Trench-planted tree and shrub systems | Maintenance Costs (MC) | External and ancillary works | Landscaping (hard and soft) |  | 5 | 07 | 040 | 000 | 5.07.040
1393 | Ss_45_35_45 | 45 | 35 | 45 |  | Lawn and meadow planting systems | Construction Costs (CC) | External and ancillary works | Landscaping (hard and soft) |  | 2 | 07 | 040 | 000 | 2.07.040
1393 | Ss_45_35_45 | 45 | 35 | 45 |  | Lawn and meadow planting systems | Renewal Costs (RC) | External and ancillary works | Landscaping (hard and soft) |  | 3 | 07 | 040 | 000 | 3.07.040
1393 | Ss_45_35_45 | 45 | 35 | 45 |  | Lawn and meadow planting systems | Maintenance Costs (MC) | External and ancillary works | Landscaping (hard and soft) |  | 5 | 07 | 040 | 000 | 5.07.040
1394 | Ss_45_35_45_33 | 45 | 35 | 45 | 33 | Grass and wildflower seeding systems | Construction Costs (CC) | External and ancillary works | Landscaping (hard and soft) |  | 2 | 07 | 040 | 000 | 2.07.040
1394 | Ss_45_35_45_33 | 45 | 35 | 45 | 33 | Grass and wildflower seeding systems | Renewal Costs (RC) | External and ancillary works | Landscaping (hard and soft) |  | 3 | 07 | 040 | 000 | 3.07.040
1394 | Ss_45_35_45_33 | 45 | 35 | 45 | 33 | Grass and wildflower seeding systems | Maintenance Costs (MC) | External and ancillary works | Landscaping (hard and soft) |  | 5 | 07 | 040 | 000 | 5.07.040
1395 | Ss_45_35_45_35 | 45 | 35 | 45 | 35 | Grass seeding systems | Construction Costs (CC) | External and ancillary works | Landscaping (hard and soft) |  | 2 | 07 | 040 | 000 | 2.07.040
1395 | Ss_45_35_45_35 | 45 | 35 | 45 | 35 | Grass seeding systems | Renewal Costs (RC) | External and ancillary works | Landscaping (hard and soft) |  | 3 | 07 | 040 | 000 | 3.07.040
1395 | Ss_45_35_45_35 | 45 | 35 | 45 | 35 | Grass seeding systems | Maintenance Costs (MC) | External and ancillary works | Landscaping (hard and soft) |  | 5 | 07 | 040 | 000 | 5.07.040
1396 | Ss_45_35_45_40 | 45 | 35 | 45 | 40 | Hydraulic seeding systems | Construction Costs (CC) | External and ancillary works | Landscaping (hard and soft) |  | 2 | 07 | 040 | 000 | 2.07.040
1396 | Ss_45_35_45_40 | 45 | 35 | 45 | 40 | Hydraulic seeding systems | Renewal Costs (RC) | External and ancillary works | Landscaping (hard and soft) |  | 3 | 07 | 040 | 000 | 3.07.040
1396 | Ss_45_35_45_40 | 45 | 35 | 45 | 40 | Hydraulic seeding systems | Maintenance Costs (MC) | External and ancillary works | Landscaping (hard and soft) |  | 5 | 07 | 040 | 000 | 5.07.040
1397 | Ss_45_35_45_62 | 45 | 35 | 45 | 62 | Plastics paving and turf systems | Construction Costs (CC) | External and ancillary works | Landscaping (hard and soft) |  | 2 | 07 | 040 | 000 | 2.07.040
1397 | Ss_45_35_45_62 | 45 | 35 | 45 | 62 | Plastics paving and turf systems | Renewal Costs (RC) | External and ancillary works | Landscaping (hard and soft) |  | 3 | 07 | 040 | 000 | 3.07.040
1397 | Ss_45_35_45_62 | 45 | 35 | 45 | 62 | Plastics paving and turf systems | Maintenance Costs (MC) | External and ancillary works | Landscaping (hard and soft) |  | 5 | 07 | 040 | 000 | 5.07.040
1398 | Ss_45_35_45_65 | 45 | 35 | 45 | 65 | Pre-seeded mat systems | Construction Costs (CC) | External and ancillary works | Landscaping (hard and soft) |  | 2 | 07 | 040 | 000 | 2.07.040
1398 | Ss_45_35_45_65 | 45 | 35 | 45 | 65 | Pre-seeded mat systems | Renewal Costs (RC) | External and ancillary works | Landscaping (hard and soft) |  | 3 | 07 | 040 | 000 | 3.07.040
1398 | Ss_45_35_45_65 | 45 | 35 | 45 | 65 | Pre-seeded mat systems | Maintenance Costs (MC) | External and ancillary works | Landscaping (hard and soft) |  | 5 | 07 | 040 | 000 | 5.07.040
1399 | Ss_45_35_45_70 | 45 | 35 | 45 | 70 | Reinforced grass planting systems | Construction Costs (CC) | External and ancillary works | Landscaping (hard and soft) |  | 2 | 07 | 040 | 000 | 2.07.040
1399 | Ss_45_35_45_70 | 45 | 35 | 45 | 70 | Reinforced grass planting systems | Renewal Costs (RC) | External and ancillary works | Landscaping (hard and soft) |  | 3 | 07 | 040 | 000 | 3.07.040
1399 | Ss_45_35_45_70 | 45 | 35 | 45 | 70 | Reinforced grass planting systems | Maintenance Costs (MC) | External and ancillary works | Landscaping (hard and soft) |  | 5 | 07 | 040 | 000 | 5.07.040
1400 | Ss_45_35_45_90 | 45 | 35 | 45 | 90 | Turf planting systems | Construction Costs (CC) | External and ancillary works | Landscaping (hard and soft) |  | 2 | 07 | 040 | 000 | 2.07.040
1400 | Ss_45_35_45_90 | 45 | 35 | 45 | 90 | Turf planting systems | Renewal Costs (RC) | External and ancillary works | Landscaping (hard and soft) |  | 3 | 07 | 040 | 000 | 3.07.040
1400 | Ss_45_35_45_90 | 45 | 35 | 45 | 90 | Turf planting systems | Maintenance Costs (MC) | External and ancillary works | Landscaping (hard and soft) |  | 5 | 07 | 040 | 000 | 5.07.040
1401 | Ss_45_40 | 45 | 40 |  |  | Artificially supported flora systems | Construction Costs (CC) | External and ancillary works | Landscaping (hard and soft) |  | 2 | 07 | 040 | 000 | 2.07.040
1401 | Ss_45_40 | 45 | 40 |  |  | Artificially supported flora systems | Renewal Costs (RC) | External and ancillary works | Landscaping (hard and soft) |  | 3 | 07 | 040 | 000 | 3.07.040
1401 | Ss_45_40 | 45 | 40 |  |  | Artificially supported flora systems | Maintenance Costs (MC) | External and ancillary works | Landscaping (hard and soft) |  | 5 | 07 | 040 | 000 | 5.07.040
1402 | Ss_45_40_28 | 45 | 40 | 28 |  | External container planting systems | Construction Costs (CC) | External and ancillary works | Landscaping (hard and soft) |  | 2 | 07 | 040 | 000 | 2.07.040
1402 | Ss_45_40_28 | 45 | 40 | 28 |  | External container planting systems | Renewal Costs (RC) | External and ancillary works | Landscaping (hard and soft) |  | 3 | 07 | 040 | 000 | 3.07.040
1402 | Ss_45_40_28 | 45 | 40 | 28 |  | External container planting systems | Maintenance Costs (MC) | External and ancillary works | Landscaping (hard and soft) |  | 5 | 07 | 040 | 000 | 5.07.040
1403 | Ss_45_40_28_25 | 45 | 40 | 28 | 25 | External planter systems | Construction Costs (CC) | External and ancillary works | Landscaping (hard and soft) |  | 2 | 07 | 040 | 000 | 2.07.040
1403 | Ss_45_40_28_25 | 45 | 40 | 28 | 25 | External planter systems | Renewal Costs (RC) | External and ancillary works | Landscaping (hard and soft) |  | 3 | 07 | 040 | 000 | 3.07.040
1403 | Ss_45_40_28_25 | 45 | 40 | 28 | 25 | External planter systems | Maintenance Costs (MC) | External and ancillary works | Landscaping (hard and soft) |  | 5 | 07 | 040 | 000 | 5.07.040
1404 | Ss_45_40_28_32 | 45 | 40 | 28 | 32 | Free standing external container planting systems | Construction Costs (CC) | External and ancillary works | Landscaping (hard and soft) |  | 2 | 07 | 040 | 000 | 2.07.040
1404 | Ss_45_40_28_32 | 45 | 40 | 28 | 32 | Free standing external container planting systems | Renewal Costs (RC) | External and ancillary works | Landscaping (hard and soft) |  | 3 | 07 | 040 | 000 | 3.07.040
1404 | Ss_45_40_28_32 | 45 | 40 | 28 | 32 | Free standing external container planting systems | Maintenance Costs (MC) | External and ancillary works | Landscaping (hard and soft) |  | 5 | 07 | 040 | 000 | 5.07.040
1405 | Ss_45_40_28_35 | 45 | 40 | 28 | 35 | Hanging container planting systems | Construction Costs (CC) | External and ancillary works | Landscaping (hard and soft) |  | 2 | 07 | 040 | 000 | 2.07.040
1405 | Ss_45_40_28_35 | 45 | 40 | 28 | 35 | Hanging container planting systems | Renewal Costs (RC) | External and ancillary works | Landscaping (hard and soft) |  | 3 | 07 | 040 | 000 | 3.07.040
1405 | Ss_45_40_28_35 | 45 | 40 | 28 | 35 | Hanging container planting systems | Maintenance Costs (MC) | External and ancillary works | Landscaping (hard and soft) |  | 5 | 07 | 040 | 000 | 5.07.040
1406 | Ss_45_40_28_85 | 45 | 40 | 28 | 85 | External planting systems | Construction Costs (CC) | External and ancillary works | Landscaping (hard and soft) |  | 2 | 07 | 040 | 000 | 2.07.040
1406 | Ss_45_40_28_85 | 45 | 40 | 28 | 85 | External planting systems | Renewal Costs (RC) | External and ancillary works | Landscaping (hard and soft) |  | 3 | 07 | 040 | 000 | 3.07.040
1406 | Ss_45_40_28_85 | 45 | 40 | 28 | 85 | External planting systems | Maintenance Costs (MC) | External and ancillary works | Landscaping (hard and soft) |  | 5 | 07 | 040 | 000 | 5.07.040
1407 | Ss_45_40_40 | 45 | 40 | 40 |  | Internal container planting systems | Construction Costs (CC) | External and ancillary works | Landscaping (hard and soft) |  | 2 | 07 | 040 | 000 | 2.07.040
1407 | Ss_45_40_40 | 45 | 40 | 40 |  | Internal container planting systems | Renewal Costs (RC) | External and ancillary works | Landscaping (hard and soft) |  | 3 | 07 | 040 | 000 | 3.07.040
1407 | Ss_45_40_40 | 45 | 40 | 40 |  | Internal container planting systems | Maintenance Costs (MC) | External and ancillary works | Landscaping (hard and soft) |  | 5 | 07 | 040 | 000 | 5.07.040
1408 | Ss_45_40_40_32 | 45 | 40 | 40 | 32 | Free standing internal container planting systems | Construction Costs (CC) | External and ancillary works | Landscaping (hard and soft) |  | 2 | 07 | 040 | 000 | 2.07.040
1408 | Ss_45_40_40_32 | 45 | 40 | 40 | 32 | Free standing internal container planting systems | Renewal Costs (RC) | External and ancillary works | Landscaping (hard and soft) |  | 3 | 07 | 040 | 000 | 3.07.040
1408 | Ss_45_40_40_32 | 45 | 40 | 40 | 32 | Free standing internal container planting systems | Maintenance Costs (MC) | External and ancillary works | Landscaping (hard and soft) |  | 5 | 07 | 040 | 000 | 5.07.040
1409 | Ss_45_40_40_34 | 45 | 40 | 40 | 34 | Ground level internal container planting systems | Construction Costs (CC) | External and ancillary works | Landscaping (hard and soft) |  | 2 | 07 | 040 | 000 | 2.07.040
1409 | Ss_45_40_40_34 | 45 | 40 | 40 | 34 | Ground level internal container planting systems | Renewal Costs (RC) | External and ancillary works | Landscaping (hard and soft) |  | 3 | 07 | 040 | 000 | 3.07.040
1409 | Ss_45_40_40_34 | 45 | 40 | 40 | 34 | Ground level internal container planting systems | Maintenance Costs (MC) | External and ancillary works | Landscaping (hard and soft) |  | 5 | 07 | 040 | 000 | 5.07.040
1410 | Ss_45_40_40_41 | 45 | 40 | 40 | 41 | Internal hanging container planting systems | Construction Costs (CC) | External and ancillary works | Landscaping (hard and soft) |  | 2 | 07 | 040 | 000 | 2.07.040
1410 | Ss_45_40_40_41 | 45 | 40 | 40 | 41 | Internal hanging container planting systems | Renewal Costs (RC) | External and ancillary works | Landscaping (hard and soft) |  | 3 | 07 | 040 | 000 | 3.07.040
1410 | Ss_45_40_40_41 | 45 | 40 | 40 | 41 | Internal hanging container planting systems | Maintenance Costs (MC) | External and ancillary works | Landscaping (hard and soft) |  | 5 | 07 | 040 | 000 | 5.07.040
1411 | Ss_45_40_40_42 | 45 | 40 | 40 | 42 | Internal planter systems | Construction Costs (CC) | External and ancillary works | Landscaping (hard and soft) |  | 2 | 07 | 040 | 000 | 2.07.040
1411 | Ss_45_40_40_42 | 45 | 40 | 40 | 42 | Internal planter systems | Renewal Costs (RC) | External and ancillary works | Landscaping (hard and soft) |  | 3 | 07 | 040 | 000 | 3.07.040
1411 | Ss_45_40_40_42 | 45 | 40 | 40 | 42 | Internal planter systems | Maintenance Costs (MC) | External and ancillary works | Landscaping (hard and soft) |  | 5 | 07 | 040 | 000 | 5.07.040
1412 | Ss_45_40_47 | 45 | 40 | 47 |  | Living roof systems - Building map |  |  |  |  | 00 | 00 | 000 | 000 | 00.00.000
1413 | Ss_45_40_47_09 | 45 | 40 | 47 | 09 | Brown roof systems |  |  |  |  | 00 | 00 | 000 | 000 | 00.00.000
1414 | Ss_45_40_47_28 | 45 | 40 | 47 | 28 | Extensive green roof systems |  |  |  |  | 00 | 00 | 000 | 000 | 00.00.000
1415 | Ss_45_40_47_40 | 45 | 40 | 47 | 40 | Intensive green roof systems |  |  |  |  | 00 | 00 | 000 | 000 | 00.00.000
1416 | Ss_45_40_47_75 | 45 | 40 | 47 | 75 | Semi-intensive green roof systems |  |  |  |  | 00 | 00 | 000 | 000 | 00.00.000
1417 | Ss_45_40_95 | 45 | 40 | 95 |  | Vertical planting systems |  |  |  |  | 00 | 00 | 000 | 000 | 00.00.000
1418 | Ss_45_40_95_08 | 45 | 40 | 95 | 08 | Biofiltration vertical planting systems | Construction Costs (CC) | External and ancillary works | Landscaping (hard and soft) |  | 2 | 07 | 040 | 000 | 2.07.040
1418 | Ss_45_40_95_08 | 45 | 40 | 95 | 08 | Biofiltration vertical planting systems | Renewal Costs (RC) | External and ancillary works | Landscaping (hard and soft) |  | 3 | 07 | 040 | 000 | 3.07.040
1418 | Ss_45_40_95_08 | 45 | 40 | 95 | 08 | Biofiltration vertical planting systems | Maintenance Costs (MC) | External and ancillary works | Landscaping (hard and soft) |  | 5 | 07 | 040 | 000 | 5.07.040
1419 | Ss_45_40_95_52 | 45 | 40 | 95 | 52 | Membranous vertical planting systems | Construction Costs (CC) | External and ancillary works | Landscaping (hard and soft) |  | 2 | 07 | 040 | 000 | 2.07.040
1419 | Ss_45_40_95_52 | 45 | 40 | 95 | 52 | Membranous vertical planting systems | Renewal Costs (RC) | External and ancillary works | Landscaping (hard and soft) |  | 3 | 07 | 040 | 000 | 3.07.040
1419 | Ss_45_40_95_52 | 45 | 40 | 95 | 52 | Membranous vertical planting systems | Maintenance Costs (MC) | External and ancillary works | Landscaping (hard and soft) |  | 5 | 07 | 040 | 000 | 5.07.040
1420 | Ss_45_40_95_54 | 45 | 40 | 95 | 54 | Modular unit vertical planting systems | Construction Costs (CC) | External and ancillary works | Landscaping (hard and soft) |  | 2 | 07 | 040 | 000 | 2.07.040
1420 | Ss_45_40_95_54 | 45 | 40 | 95 | 54 | Modular unit vertical planting systems | Renewal Costs (RC) | External and ancillary works | Landscaping (hard and soft) |  | 3 | 07 | 040 | 000 | 3.07.040
1420 | Ss_45_40_95_54 | 45 | 40 | 95 | 54 | Modular unit vertical planting systems | Maintenance Costs (MC) | External and ancillary works | Landscaping (hard and soft) |  | 5 | 07 | 040 | 000 | 5.07.040
1421 | Ss_45_50 | 45 | 50 |  |  | Artificial flora systems | Construction Costs (CC) | External and ancillary works | Landscaping (hard and soft) |  | 2 | 07 | 040 | 000 | 2.07.040
1421 | Ss_45_50 | 45 | 50 |  |  | Artificial flora systems | Renewal Costs (RC) | External and ancillary works | Landscaping (hard and soft) |  | 3 | 07 | 040 | 000 | 3.07.040
1421 | Ss_45_50 | 45 | 50 |  |  | Artificial flora systems | Maintenance Costs (MC) | External and ancillary works | Landscaping (hard and soft) |  | 5 | 07 | 040 | 000 | 5.07.040
1422 | Ss_45_50_05 | 45 | 50 | 05 |  | Artificial planting systems | Construction Costs (CC) | External and ancillary works | Landscaping (hard and soft) |  | 2 | 07 | 040 | 000 | 2.07.040
1422 | Ss_45_50_05 | 45 | 50 | 05 |  | Artificial planting systems | Renewal Costs (RC) | External and ancillary works | Landscaping (hard and soft) |  | 3 | 07 | 040 | 000 | 3.07.040
1422 | Ss_45_50_05 | 45 | 50 | 05 |  | Artificial planting systems | Maintenance Costs (MC) | External and ancillary works | Landscaping (hard and soft) |  | 5 | 07 | 040 | 000 | 5.07.040
1423 | Ss_45_50_05_40 | 45 | 50 | 05 | 40 | Internal artificial planting systems | Construction Costs (CC) | External and ancillary works | Landscaping (hard and soft) |  | 2 | 07 | 040 | 000 | 2.07.040
1423 | Ss_45_50_05_40 | 45 | 50 | 05 | 40 | Internal artificial planting systems | Renewal Costs (RC) | External and ancillary works | Landscaping (hard and soft) |  | 3 | 07 | 040 | 000 | 3.07.040
1423 | Ss_45_50_05_40 | 45 | 50 | 05 | 40 | Internal artificial planting systems | Maintenance Costs (MC) | External and ancillary works | Landscaping (hard and soft) |  | 5 | 07 | 040 | 000 | 5.07.040
1424 | Ss_45_60 | 45 | 60 |  |  | Avian fauna systems | Construction Costs (CC) | External and ancillary works | Landscaping (hard and soft) |  | 2 | 07 | 040 | 000 | 2.07.040
1424 | Ss_45_60 | 45 | 60 |  |  | Avian fauna systems | Renewal Costs (RC) | External and ancillary works | Landscaping (hard and soft) |  | 3 | 07 | 040 | 000 | 3.07.040
1424 | Ss_45_60 | 45 | 60 |  |  | Avian fauna systems | Maintenance Costs (MC) | External and ancillary works | Landscaping (hard and soft) |  | 5 | 07 | 040 | 000 | 5.07.040
1425 | Ss_45_65 | 45 | 65 |  |  | Insectile fauna systems | Construction Costs (CC) | External and ancillary works | Landscaping (hard and soft) |  | 2 | 07 | 040 | 000 | 2.07.040
1425 | Ss_45_65 | 45 | 65 |  |  | Insectile fauna systems | Renewal Costs (RC) | External and ancillary works | Landscaping (hard and soft) |  | 3 | 07 | 040 | 000 | 3.07.040
1425 | Ss_45_65 | 45 | 65 |  |  | Insectile fauna systems | Maintenance Costs (MC) | External and ancillary works | Landscaping (hard and soft) |  | 5 | 07 | 040 | 000 | 5.07.040
1426 | Ss_45_70 | 45 | 70 |  |  | Mammalian fauna systems | Construction Costs (CC) | External and ancillary works | Landscaping (hard and soft) |  | 2 | 07 | 040 | 000 | 2.07.040
1426 | Ss_45_70 | 45 | 70 |  |  | Mammalian fauna systems | Renewal Costs (RC) | External and ancillary works | Landscaping (hard and soft) |  | 3 | 07 | 040 | 000 | 3.07.040
1426 | Ss_45_70 | 45 | 70 |  |  | Mammalian fauna systems | Maintenance Costs (MC) | External and ancillary works | Landscaping (hard and soft) |  | 5 | 07 | 040 | 000 | 5.07.040
1427 | Ss_45_70_05 | 45 | 70 | 05 |  | Animal conservation systems | Construction Costs (CC) | External and ancillary works | Landscaping (hard and soft) |  | 2 | 07 | 040 | 000 | 2.07.040
1427 | Ss_45_70_05 | 45 | 70 | 05 |  | Animal conservation systems | Renewal Costs (RC) | External and ancillary works | Landscaping (hard and soft) |  | 3 | 07 | 040 | 000 | 3.07.040
1427 | Ss_45_70_05 | 45 | 70 | 05 |  | Animal conservation systems | Maintenance Costs (MC) | External and ancillary works | Landscaping (hard and soft) |  | 5 | 07 | 040 | 000 | 5.07.040
1428 | Ss_45_70_05_27 | 45 | 70 | 05 | 27 | Animal road crossing systems | Construction Costs (CC) | External and ancillary works | Landscaping (hard and soft) |  | 2 | 07 | 040 | 000 | 2.07.040
1428 | Ss_45_70_05_27 | 45 | 70 | 05 | 27 | Animal road crossing systems | Renewal Costs (RC) | External and ancillary works | Landscaping (hard and soft) |  | 3 | 07 | 040 | 000 | 3.07.040
1428 | Ss_45_70_05_27 | 45 | 70 | 05 | 27 | Animal road crossing systems | Maintenance Costs (MC) | External and ancillary works | Landscaping (hard and soft) |  | 5 | 07 | 040 | 000 | 5.07.040
1429 | Ss_45_70_05_29 | 45 | 70 | 05 | 29 | Animal species introduction systems | Construction Costs (CC) | External and ancillary works | Landscaping (hard and soft) |  | 2 | 07 | 040 | 000 | 2.07.040
1429 | Ss_45_70_05_29 | 45 | 70 | 05 | 29 | Animal species introduction systems | Renewal Costs (RC) | External and ancillary works | Landscaping (hard and soft) |  | 3 | 07 | 040 | 000 | 3.07.040
1429 | Ss_45_70_05_29 | 45 | 70 | 05 | 29 | Animal species introduction systems | Maintenance Costs (MC) | External and ancillary works | Landscaping (hard and soft) |  | 5 | 07 | 040 | 000 | 5.07.040
1430 | Ss_45_70_05_30 | 45 | 70 | 05 | 30 | Animal species protection systems | Construction Costs (CC) | External and ancillary works | Landscaping (hard and soft) |  | 2 | 07 | 040 | 000 | 2.07.040
1430 | Ss_45_70_05_30 | 45 | 70 | 05 | 30 | Animal species protection systems | Renewal Costs (RC) | External and ancillary works | Landscaping (hard and soft) |  | 3 | 07 | 040 | 000 | 3.07.040
1430 | Ss_45_70_05_30 | 45 | 70 | 05 | 30 | Animal species protection systems | Maintenance Costs (MC) | External and ancillary works | Landscaping (hard and soft) |  | 5 | 07 | 040 | 000 | 5.07.040
1431 | Ss_45_75 | 45 | 75 |  |  | Piscine fauna systems | Construction Costs (CC) | External and ancillary works | Landscaping (hard and soft) |  | 2 | 07 | 040 | 000 | 2.07.040
1431 | Ss_45_75 | 45 | 75 |  |  | Piscine fauna systems | Renewal Costs (RC) | External and ancillary works | Landscaping (hard and soft) |  | 3 | 07 | 040 | 000 | 3.07.040
1431 | Ss_45_75 | 45 | 75 |  |  | Piscine fauna systems | Maintenance Costs (MC) | External and ancillary works | Landscaping (hard and soft) |  | 5 | 07 | 040 | 000 | 5.07.040
1432 | Ss_45_75_30 | 45 | 75 | 30 |  | Fish protection systems | Construction Costs (CC) | External and ancillary works | Landscaping (hard and soft) |  | 2 | 07 | 040 | 000 | 2.07.040
1432 | Ss_45_75_30 | 45 | 75 | 30 |  | Fish protection systems | Renewal Costs (RC) | External and ancillary works | Landscaping (hard and soft) |  | 3 | 07 | 040 | 000 | 3.07.040
1432 | Ss_45_75_30 | 45 | 75 | 30 |  | Fish protection systems | Maintenance Costs (MC) | External and ancillary works | Landscaping (hard and soft) |  | 5 | 07 | 040 | 000 | 5.07.040
1433 | Ss_45_75_30_30 | 45 | 75 | 30 | 30 | Fish pass systems | Construction Costs (CC) | External and ancillary works | Landscaping (hard and soft) |  | 2 | 07 | 040 | 000 | 2.07.040
1433 | Ss_45_75_30_30 | 45 | 75 | 30 | 30 | Fish pass systems | Renewal Costs (RC) | External and ancillary works | Landscaping (hard and soft) |  | 3 | 07 | 040 | 000 | 3.07.040
1433 | Ss_45_75_30_30 | 45 | 75 | 30 | 30 | Fish pass systems | Maintenance Costs (MC) | External and ancillary works | Landscaping (hard and soft) |  | 5 | 07 | 040 | 000 | 5.07.040
1434 | Ss_45_80 | 45 | 80 |  |  | Reptilian fauna systems | Construction Costs (CC) | External and ancillary works | Landscaping (hard and soft) |  | 2 | 07 | 040 | 000 | 2.07.040
1434 | Ss_45_80 | 45 | 80 |  |  | Reptilian fauna systems | Renewal Costs (RC) | External and ancillary works | Landscaping (hard and soft) |  | 3 | 07 | 040 | 000 | 3.07.040
1434 | Ss_45_80 | 45 | 80 |  |  | Reptilian fauna systems | Maintenance Costs (MC) | External and ancillary works | Landscaping (hard and soft) |  | 5 | 07 | 040 | 000 | 5.07.040
1435 | Ss_45_85 | 45 | 85 |  |  | Artificial fauna systems | Construction Costs (CC) | External and ancillary works | Landscaping (hard and soft) |  | 2 | 07 | 040 | 000 | 2.07.040
1435 | Ss_45_85 | 45 | 85 |  |  | Artificial fauna systems | Renewal Costs (RC) | External and ancillary works | Landscaping (hard and soft) |  | 3 | 07 | 040 | 000 | 3.07.040
1435 | Ss_45_85 | 45 | 85 |  |  | Artificial fauna systems | Maintenance Costs (MC) | External and ancillary works | Landscaping (hard and soft) |  | 5 | 07 | 040 | 000 | 5.07.040
1436 | Ss_50 | 50 |  |  |  | Disposal systems | Construction Costs (CC) | Surface and underground drainage | Foul and waste water drainage |  | 2 | 06 | 030 | 000 | 2.06.030
1436 | Ss_50 | 50 |  |  |  | Disposal systems | Renewal Costs (RC) | Surface and underground drainage | Foul and waste water drainage |  | 3 | 06 | 030 | 000 | 3.06.030
1436 | Ss_50 | 50 |  |  |  | Disposal systems | Maintenance Costs (MC) | Surface and underground drainage | Foul and waste water drainage |  | 5 | 06 | 030 | 000 | 5.06.030
1437 | Ss_50_10 | 50 | 10 |  |  | Gas waste collection and distribution systems | Construction Costs (CC) | Surface and underground drainage | Foul and waste water drainage |  | 2 | 06 | 030 | 000 | 2.06.030
1437 | Ss_50_10 | 50 | 10 |  |  | Gas waste collection and distribution systems | Renewal Costs (RC) | Surface and underground drainage | Foul and waste water drainage |  | 3 | 06 | 030 | 000 | 3.06.030
1437 | Ss_50_10 | 50 | 10 |  |  | Gas waste collection and distribution systems | Maintenance Costs (MC) | Surface and underground drainage | Foul and waste water drainage |  | 5 | 06 | 030 | 000 | 5.06.030
1438 | Ss_50_10_45 | 50 | 10 | 45 |  | Landfill gas collection and distribution systems | Construction Costs (CC) | Surface and underground drainage | Foul and waste water drainage |  | 2 | 06 | 030 | 000 | 2.06.030
1438 | Ss_50_10_45 | 50 | 10 | 45 |  | Landfill gas collection and distribution systems | Renewal Costs (RC) | Surface and underground drainage | Foul and waste water drainage |  | 3 | 06 | 030 | 000 | 3.06.030
1438 | Ss_50_10_45 | 50 | 10 | 45 |  | Landfill gas collection and distribution systems | Maintenance Costs (MC) | Surface and underground drainage | Foul and waste water drainage |  | 5 | 06 | 030 | 000 | 5.06.030
1439 | Ss_50_10_95 | 50 | 10 | 95 |  | Waste gas collection and distribution systems | Construction Costs (CC) | Surface and underground drainage | Foul and waste water drainage |  | 2 | 06 | 030 | 000 | 2.06.030
1439 | Ss_50_10_95 | 50 | 10 | 95 |  | Waste gas collection and distribution systems | Renewal Costs (RC) | Surface and underground drainage | Foul and waste water drainage |  | 3 | 06 | 030 | 000 | 3.06.030
1439 | Ss_50_10_95 | 50 | 10 | 95 |  | Waste gas collection and distribution systems | Maintenance Costs (MC) | Surface and underground drainage | Foul and waste water drainage |  | 5 | 06 | 030 | 000 | 5.06.030
1440 | Ss_50_20 | 50 | 20 |  |  | Non-aqueous liquid waste collection and distribution systems | Construction Costs (CC) | Surface and underground drainage | Foul and waste water drainage |  | 2 | 06 | 030 | 000 | 2.06.030
1440 | Ss_50_20 | 50 | 20 |  |  | Non-aqueous liquid waste collection and distribution systems | Renewal Costs (RC) | Surface and underground drainage | Foul and waste water drainage |  | 3 | 06 | 030 | 000 | 3.06.030
1440 | Ss_50_20 | 50 | 20 |  |  | Non-aqueous liquid waste collection and distribution systems | Maintenance Costs (MC) | Surface and underground drainage | Foul and waste water drainage |  | 5 | 06 | 030 | 000 | 5.06.030
1441 | Ss_50_20_45 | 50 | 20 | 45 |  | Landfill liquid collection and distribution systems | Construction Costs (CC) | Surface and underground drainage | Foul and waste water drainage |  | 2 | 06 | 030 | 000 | 2.06.030
1441 | Ss_50_20_45 | 50 | 20 | 45 |  | Landfill liquid collection and distribution systems | Renewal Costs (RC) | Surface and underground drainage | Foul and waste water drainage |  | 3 | 06 | 030 | 000 | 3.06.030
1441 | Ss_50_20_45 | 50 | 20 | 45 |  | Landfill liquid collection and distribution systems | Maintenance Costs (MC) | Surface and underground drainage | Foul and waste water drainage |  | 5 | 06 | 030 | 000 | 5.06.030
1442 | Ss_50_20_90 | 50 | 20 | 90 |  | Waste liquid fuel collection and distribution systems | Construction Costs (CC) | Surface and underground drainage | Foul and waste water drainage |  | 2 | 06 | 030 | 000 | 2.06.030
1442 | Ss_50_20_90 | 50 | 20 | 90 |  | Waste liquid fuel collection and distribution systems | Renewal Costs (RC) | Surface and underground drainage | Foul and waste water drainage |  | 3 | 06 | 030 | 000 | 3.06.030
1442 | Ss_50_20_90 | 50 | 20 | 90 |  | Waste liquid fuel collection and distribution systems | Maintenance Costs (MC) | Surface and underground drainage | Foul and waste water drainage |  | 5 | 06 | 030 | 000 | 5.06.030
1443 | Ss_50_20_95 | 50 | 20 | 95 |  | Waste process liquid collection and distribution systems | Construction Costs (CC) | Surface and underground drainage | Foul and waste water drainage |  | 2 | 06 | 030 | 000 | 2.06.030
1443 | Ss_50_20_95 | 50 | 20 | 95 |  | Waste process liquid collection and distribution systems | Renewal Costs (RC) | Surface and underground drainage | Foul and waste water drainage |  | 3 | 06 | 030 | 000 | 3.06.030
1443 | Ss_50_20_95 | 50 | 20 | 95 |  | Waste process liquid collection and distribution systems | Maintenance Costs (MC) | Surface and underground drainage | Foul and waste water drainage |  | 5 | 06 | 030 | 000 | 5.06.030
1444 | Ss_50_30 | 50 | 30 |  |  | Drainage collection and distribution systems | Construction Costs (CC) | Surface and underground drainage | Foul and waste water drainage |  | 2 | 06 | 030 | 000 | 2.06.030
1444 | Ss_50_30 | 50 | 30 |  |  | Drainage collection and distribution systems | Renewal Costs (RC) | Surface and underground drainage | Foul and waste water drainage |  | 3 | 06 | 030 | 000 | 3.06.030
1444 | Ss_50_30 | 50 | 30 |  |  | Drainage collection and distribution systems | Maintenance Costs (MC) | Surface and underground drainage | Foul and waste water drainage |  | 5 | 06 | 030 | 000 | 5.06.030
1445 | Ss_50_30_02 | 50 | 30 | 02 |  | Rainwater drainage systems | Construction Costs (CC) | Surface and underground drainage | Foul and waste water drainage |  | 2 | 06 | 030 | 000 | 2.06.030
1445 | Ss_50_30_02 | 50 | 30 | 02 |  | Rainwater drainage systems | Renewal Costs (RC) | Surface and underground drainage | Foul and waste water drainage |  | 3 | 06 | 030 | 000 | 3.06.030
1445 | Ss_50_30_02 | 50 | 30 | 02 |  | Rainwater drainage systems | Maintenance Costs (MC) | Surface and underground drainage | Foul and waste water drainage |  | 5 | 06 | 030 | 000 | 5.06.030
1446 | Ss_50_30_02_28 | 50 | 30 | 02 | 28 | External gravity rainwater drainage systems | Construction Costs (CC) | Surface and underground drainage | Foul and waste water drainage |  | 2 | 06 | 030 | 000 | 2.06.030
1446 | Ss_50_30_02_28 | 50 | 30 | 02 | 28 | External gravity rainwater drainage systems | Renewal Costs (RC) | Surface and underground drainage | Foul and waste water drainage |  | 3 | 06 | 030 | 000 | 3.06.030
1446 | Ss_50_30_02_28 | 50 | 30 | 02 | 28 | External gravity rainwater drainage systems | Maintenance Costs (MC) | Surface and underground drainage | Foul and waste water drainage |  | 5 | 06 | 030 | 000 | 5.06.030
1447 | Ss_50_30_02_40 | 50 | 30 | 02 | 40 | Internal gravity rainwater drainage systems | Construction Costs (CC) | Surface and underground drainage | Foul and waste water drainage |  | 2 | 06 | 030 | 000 | 2.06.030
1447 | Ss_50_30_02_40 | 50 | 30 | 02 | 40 | Internal gravity rainwater drainage systems | Renewal Costs (RC) | Surface and underground drainage | Foul and waste water drainage |  | 3 | 06 | 030 | 000 | 3.06.030
1447 | Ss_50_30_02_40 | 50 | 30 | 02 | 40 | Internal gravity rainwater drainage systems | Maintenance Costs (MC) | Surface and underground drainage | Foul and waste water drainage |  | 5 | 06 | 030 | 000 | 5.06.030
1448 | Ss_50_30_02_65 | 50 | 30 | 02 | 65 | Pressure-assisted full bore rainwater drainage systems | Construction Costs (CC) | Surface and underground drainage | Foul and waste water drainage |  | 2 | 06 | 030 | 000 | 2.06.030
1448 | Ss_50_30_02_65 | 50 | 30 | 02 | 65 | Pressure-assisted full bore rainwater drainage systems | Renewal Costs (RC) | Surface and underground drainage | Foul and waste water drainage |  | 3 | 06 | 030 | 000 | 3.06.030
1448 | Ss_50_30_02_65 | 50 | 30 | 02 | 65 | Pressure-assisted full bore rainwater drainage systems | Maintenance Costs (MC) | Surface and underground drainage | Foul and waste water drainage |  | 5 | 06 | 030 | 000 | 5.06.030
1449 | Ss_50_30_02_80 | 50 | 30 | 02 | 80 | Siphonic full bore rainwater drainage systems | Construction Costs (CC) | Surface and underground drainage | Foul and waste water drainage |  | 2 | 06 | 030 | 000 | 2.06.030
1449 | Ss_50_30_02_80 | 50 | 30 | 02 | 80 | Siphonic full bore rainwater drainage systems | Renewal Costs (RC) | Surface and underground drainage | Foul and waste water drainage |  | 3 | 06 | 030 | 000 | 3.06.030
1449 | Ss_50_30_02_80 | 50 | 30 | 02 | 80 | Siphonic full bore rainwater drainage systems | Maintenance Costs (MC) | Surface and underground drainage | Foul and waste water drainage |  | 5 | 06 | 030 | 000 | 5.06.030
1450 | Ss_50_30_04 | 50 | 30 | 04 |  | Above ground waste water drainage systems | Construction Costs (CC) | Surface and underground drainage | Foul and waste water drainage |  | 2 | 06 | 030 | 000 | 2.06.030
1450 | Ss_50_30_04 | 50 | 30 | 04 |  | Above ground waste water drainage systems | Renewal Costs (RC) | Surface and underground drainage | Foul and waste water drainage |  | 3 | 06 | 030 | 000 | 3.06.030
1450 | Ss_50_30_04 | 50 | 30 | 04 |  | Above ground waste water drainage systems | Maintenance Costs (MC) | Surface and underground drainage | Foul and waste water drainage |  | 5 | 06 | 030 | 000 | 5.06.030
1451 | Ss_50_30_04_05 | 50 | 30 | 04 | 05 | Basement waste water drainage systems | Construction Costs (CC) | Surface and underground drainage | Foul and waste water drainage |  | 2 | 06 | 030 | 000 | 2.06.030
1451 | Ss_50_30_04_05 | 50 | 30 | 04 | 05 | Basement waste water drainage systems | Renewal Costs (RC) | Surface and underground drainage | Foul and waste water drainage |  | 3 | 06 | 030 | 000 | 3.06.030
1451 | Ss_50_30_04_05 | 50 | 30 | 04 | 05 | Basement waste water drainage systems | Maintenance Costs (MC) | Surface and underground drainage | Foul and waste water drainage |  | 5 | 06 | 030 | 000 | 5.06.030
1452 | Ss_50_30_04_15 | 50 | 30 | 04 | 15 | Commercial catering waste water drainage systems | Construction Costs (CC) | Surface and underground drainage | Foul and waste water drainage |  | 2 | 06 | 030 | 000 | 2.06.030
1452 | Ss_50_30_04_15 | 50 | 30 | 04 | 15 | Commercial catering waste water drainage systems | Renewal Costs (RC) | Surface and underground drainage | Foul and waste water drainage |  | 3 | 06 | 030 | 000 | 3.06.030
1452 | Ss_50_30_04_15 | 50 | 30 | 04 | 15 | Commercial catering waste water drainage systems | Maintenance Costs (MC) | Surface and underground drainage | Foul and waste water drainage |  | 5 | 06 | 030 | 000 | 5.06.030
1453 | Ss_50_30_04_95 | 50 | 30 | 04 | 95 | Above ground external stack wastewater drainage systems | Construction Costs (CC) | Surface and underground drainage | Foul and waste water drainage |  | 2 | 06 | 030 | 000 | 2.06.030
1453 | Ss_50_30_04_95 | 50 | 30 | 04 | 95 | Above ground external stack wastewater drainage systems | Renewal Costs (RC) | Surface and underground drainage | Foul and waste water drainage |  | 3 | 06 | 030 | 000 | 3.06.030
1453 | Ss_50_30_04_95 | 50 | 30 | 04 | 95 | Above ground external stack wastewater drainage systems | Maintenance Costs (MC) | Surface and underground drainage | Foul and waste water drainage |  | 5 | 06 | 030 | 000 | 5.06.030
1454 | Ss_50_30_04_97 | 50 | 30 | 04 | 97 | Above ground internal stack wastewater drainage systems | Construction Costs (CC) | Surface and underground drainage | Foul and waste water drainage |  | 2 | 06 | 030 | 000 | 2.06.030
1454 | Ss_50_30_04_97 | 50 | 30 | 04 | 97 | Above ground internal stack wastewater drainage systems | Renewal Costs (RC) | Surface and underground drainage | Foul and waste water drainage |  | 3 | 06 | 030 | 000 | 3.06.030
1454 | Ss_50_30_04_97 | 50 | 30 | 04 | 97 | Above ground internal stack wastewater drainage systems | Maintenance Costs (MC) | Surface and underground drainage | Foul and waste water drainage |  | 5 | 06 | 030 | 000 | 5.06.030
1455 | Ss_50_30_06 | 50 | 30 | 06 |  | Below ground inspection systems | Construction Costs (CC) | Surface and underground drainage | Foul and waste water drainage |  | 2 | 06 | 030 | 000 | 2.06.030
1455 | Ss_50_30_06 | 50 | 30 | 06 |  | Below ground inspection systems | Renewal Costs (RC) | Surface and underground drainage | Foul and waste water drainage |  | 3 | 06 | 030 | 000 | 3.06.030
1455 | Ss_50_30_06 | 50 | 30 | 06 |  | Below ground inspection systems | Maintenance Costs (MC) | Surface and underground drainage | Foul and waste water drainage |  | 5 | 06 | 030 | 000 | 5.06.030
1456 | Ss_50_30_06_06 | 50 | 30 | 06 | 06 | Brick manhole systems | Construction Costs (CC) | Surface and underground drainage | Foul and waste water drainage |  | 2 | 06 | 030 | 000 | 2.06.030
1456 | Ss_50_30_06_06 | 50 | 30 | 06 | 06 | Brick manhole systems | Renewal Costs (RC) | Surface and underground drainage | Foul and waste water drainage |  | 3 | 06 | 030 | 000 | 3.06.030
1456 | Ss_50_30_06_06 | 50 | 30 | 06 | 06 | Brick manhole systems | Maintenance Costs (MC) | Surface and underground drainage | Foul and waste water drainage |  | 5 | 06 | 030 | 000 | 5.06.030
1457 | Ss_50_30_06_08 | 50 | 30 | 06 | 08 | Brick shallow inspection chamber systems | Construction Costs (CC) | Surface and underground drainage | Foul and waste water drainage |  | 2 | 06 | 030 | 000 | 2.06.030
1457 | Ss_50_30_06_08 | 50 | 30 | 06 | 08 | Brick shallow inspection chamber systems | Renewal Costs (RC) | Surface and underground drainage | Foul and waste water drainage |  | 3 | 06 | 030 | 000 | 3.06.030
1457 | Ss_50_30_06_08 | 50 | 30 | 06 | 08 | Brick shallow inspection chamber systems | Maintenance Costs (MC) | Surface and underground drainage | Foul and waste water drainage |  | 5 | 06 | 030 | 000 | 5.06.030
1458 | Ss_50_30_06_10 | 50 | 30 | 06 | 10 | Brick shallow silt trap and flow control chamber systems | Construction Costs (CC) | Surface and underground drainage | Foul and waste water drainage |  | 2 | 06 | 030 | 000 | 2.06.030
1458 | Ss_50_30_06_10 | 50 | 30 | 06 | 10 | Brick shallow silt trap and flow control chamber systems | Renewal Costs (RC) | Surface and underground drainage | Foul and waste water drainage |  | 3 | 06 | 030 | 000 | 3.06.030
1458 | Ss_50_30_06_10 | 50 | 30 | 06 | 10 | Brick shallow silt trap and flow control chamber systems | Maintenance Costs (MC) | Surface and underground drainage | Foul and waste water drainage |  | 5 | 06 | 030 | 000 | 5.06.030
1459 | Ss_50_30_06_12 | 50 | 30 | 06 | 12 | Concrete deep manhole systems | Construction Costs (CC) | Surface and underground drainage | Foul and waste water drainage |  | 2 | 06 | 030 | 000 | 2.06.030
1459 | Ss_50_30_06_12 | 50 | 30 | 06 | 12 | Concrete deep manhole systems | Renewal Costs (RC) | Surface and underground drainage | Foul and waste water drainage |  | 3 | 06 | 030 | 000 | 3.06.030
1459 | Ss_50_30_06_12 | 50 | 30 | 06 | 12 | Concrete deep manhole systems | Maintenance Costs (MC) | Surface and underground drainage | Foul and waste water drainage |  | 5 | 06 | 030 | 000 | 5.06.030
1460 | Ss_50_30_06_14 | 50 | 30 | 06 | 14 | Concrete manhole systems | Construction Costs (CC) | Surface and underground drainage | Foul and waste water drainage |  | 2 | 06 | 030 | 000 | 2.06.030
1460 | Ss_50_30_06_14 | 50 | 30 | 06 | 14 | Concrete manhole systems | Renewal Costs (RC) | Surface and underground drainage | Foul and waste water drainage |  | 3 | 06 | 030 | 000 | 3.06.030
1460 | Ss_50_30_06_14 | 50 | 30 | 06 | 14 | Concrete manhole systems | Maintenance Costs (MC) | Surface and underground drainage | Foul and waste water drainage |  | 5 | 06 | 030 | 000 | 5.06.030
1461 | Ss_50_30_06_16 | 50 | 30 | 06 | 16 | Concrete shallow inspection chamber systems | Construction Costs (CC) | Surface and underground drainage | Foul and waste water drainage |  | 2 | 06 | 030 | 000 | 2.06.030
1461 | Ss_50_30_06_16 | 50 | 30 | 06 | 16 | Concrete shallow inspection chamber systems | Renewal Costs (RC) | Surface and underground drainage | Foul and waste water drainage |  | 3 | 06 | 030 | 000 | 3.06.030
1461 | Ss_50_30_06_16 | 50 | 30 | 06 | 16 | Concrete shallow inspection chamber systems | Maintenance Costs (MC) | Surface and underground drainage | Foul and waste water drainage |  | 5 | 06 | 030 | 000 | 5.06.030
1462 | Ss_50_30_06_18 | 50 | 30 | 06 | 18 | Concrete silt trap and flow control chamber systems | Construction Costs (CC) | Surface and underground drainage | Foul and waste water drainage |  | 2 | 06 | 030 | 000 | 2.06.030
1462 | Ss_50_30_06_18 | 50 | 30 | 06 | 18 | Concrete silt trap and flow control chamber systems | Renewal Costs (RC) | Surface and underground drainage | Foul and waste water drainage |  | 3 | 06 | 030 | 000 | 3.06.030
1462 | Ss_50_30_06_18 | 50 | 30 | 06 | 18 | Concrete silt trap and flow control chamber systems | Maintenance Costs (MC) | Surface and underground drainage | Foul and waste water drainage |  | 5 | 06 | 030 | 000 | 5.06.030
1463 | Ss_50_30_06_62 | 50 | 30 | 06 | 62 | Plastics deep non-entry inspection chamber systems | Construction Costs (CC) | Surface and underground drainage | Foul and waste water drainage |  | 2 | 06 | 030 | 000 | 2.06.030
1463 | Ss_50_30_06_62 | 50 | 30 | 06 | 62 | Plastics deep non-entry inspection chamber systems | Renewal Costs (RC) | Surface and underground drainage | Foul and waste water drainage |  | 3 | 06 | 030 | 000 | 3.06.030
1463 | Ss_50_30_06_62 | 50 | 30 | 06 | 62 | Plastics deep non-entry inspection chamber systems | Maintenance Costs (MC) | Surface and underground drainage | Foul and waste water drainage |  | 5 | 06 | 030 | 000 | 5.06.030
1464 | Ss_50_30_06_64 | 50 | 30 | 06 | 64 | Plastics distribution and sampling chamber systems | Construction Costs (CC) | Surface and underground drainage | Foul and waste water drainage |  | 2 | 06 | 030 | 000 | 2.06.030
1464 | Ss_50_30_06_64 | 50 | 30 | 06 | 64 | Plastics distribution and sampling chamber systems | Renewal Costs (RC) | Surface and underground drainage | Foul and waste water drainage |  | 3 | 06 | 030 | 000 | 3.06.030
1464 | Ss_50_30_06_64 | 50 | 30 | 06 | 64 | Plastics distribution and sampling chamber systems | Maintenance Costs (MC) | Surface and underground drainage | Foul and waste water drainage |  | 5 | 06 | 030 | 000 | 5.06.030
1465 | Ss_50_30_06_66 | 50 | 30 | 06 | 66 | Plastics shallow inspection chamber systems | Construction Costs (CC) | Surface and underground drainage | Foul and waste water drainage |  | 2 | 06 | 030 | 000 | 2.06.030
1465 | Ss_50_30_06_66 | 50 | 30 | 06 | 66 | Plastics shallow inspection chamber systems | Renewal Costs (RC) | Surface and underground drainage | Foul and waste water drainage |  | 3 | 06 | 030 | 000 | 3.06.030
1465 | Ss_50_30_06_66 | 50 | 30 | 06 | 66 | Plastics shallow inspection chamber systems | Maintenance Costs (MC) | Surface and underground drainage | Foul and waste water drainage |  | 5 | 06 | 030 | 000 | 5.06.030
1466 | Ss_50_30_08 | 50 | 30 | 08 |  | Below ground gravity drainage systems | Construction Costs (CC) | Surface and underground drainage | Foul and waste water drainage |  | 2 | 06 | 030 | 000 | 2.06.030
1466 | Ss_50_30_08 | 50 | 30 | 08 |  | Below ground gravity drainage systems | Renewal Costs (RC) | Surface and underground drainage | Foul and waste water drainage |  | 3 | 06 | 030 | 000 | 3.06.030
1466 | Ss_50_30_08 | 50 | 30 | 08 |  | Below ground gravity drainage systems | Maintenance Costs (MC) | Surface and underground drainage | Foul and waste water drainage |  | 5 | 06 | 030 | 000 | 5.06.030
1467 | Ss_50_30_08_15 | 50 | 30 | 08 | 15 | Combined below-ground drainage pipeline systems | Construction Costs (CC) | Surface and underground drainage | Foul and waste water drainage |  | 2 | 06 | 030 | 000 | 2.06.030
1467 | Ss_50_30_08_15 | 50 | 30 | 08 | 15 | Combined below-ground drainage pipeline systems | Renewal Costs (RC) | Surface and underground drainage | Foul and waste water drainage |  | 3 | 06 | 030 | 000 | 3.06.030
1467 | Ss_50_30_08_15 | 50 | 30 | 08 | 15 | Combined below-ground drainage pipeline systems | Maintenance Costs (MC) | Surface and underground drainage | Foul and waste water drainage |  | 5 | 06 | 030 | 000 | 5.06.030
1468 | Ss_50_30_08_16 | 50 | 30 | 08 | 16 | Combined sewer overflow systems | Construction Costs (CC) | Surface and underground drainage | Foul and waste water drainage |  | 2 | 06 | 030 | 000 | 2.06.030
1468 | Ss_50_30_08_16 | 50 | 30 | 08 | 16 | Combined sewer overflow systems | Renewal Costs (RC) | Surface and underground drainage | Foul and waste water drainage |  | 3 | 06 | 030 | 000 | 3.06.030
1468 | Ss_50_30_08_16 | 50 | 30 | 08 | 16 | Combined sewer overflow systems | Maintenance Costs (MC) | Surface and underground drainage | Foul and waste water drainage |  | 5 | 06 | 030 | 000 | 5.06.030
1469 | Ss_50_30_08_30 | 50 | 30 | 08 | 30 | Foul waste water below-ground drainage pipeline systems | Construction Costs (CC) | Surface and underground drainage | Foul and waste water drainage |  | 2 | 06 | 030 | 000 | 2.06.030
1469 | Ss_50_30_08_30 | 50 | 30 | 08 | 30 | Foul waste water below-ground drainage pipeline systems | Renewal Costs (RC) | Surface and underground drainage | Foul and waste water drainage |  | 3 | 06 | 030 | 000 | 3.06.030
1469 | Ss_50_30_08_30 | 50 | 30 | 08 | 30 | Foul waste water below-ground drainage pipeline systems | Maintenance Costs (MC) | Surface and underground drainage | Foul and waste water drainage |  | 5 | 06 | 030 | 000 | 5.06.030
1470 | Ss_50_30_08_85 | 50 | 30 | 08 | 85 | Surface water below-ground drainage pipeline systems | Construction Costs (CC) | Surface and underground drainage | Foul and waste water drainage |  | 2 | 06 | 030 | 000 | 2.06.030
1470 | Ss_50_30_08_85 | 50 | 30 | 08 | 85 | Surface water below-ground drainage pipeline systems | Renewal Costs (RC) | Surface and underground drainage | Foul and waste water drainage |  | 3 | 06 | 030 | 000 | 3.06.030
1470 | Ss_50_30_08_85 | 50 | 30 | 08 | 85 | Surface water below-ground drainage pipeline systems | Maintenance Costs (MC) | Surface and underground drainage | Foul and waste water drainage |  | 5 | 06 | 030 | 000 | 5.06.030
1471 | Ss_50_30_10 | 50 | 30 | 10 |  | Below ground pumped drainage systems | Construction Costs (CC) | Surface and underground drainage | Foul and waste water drainage |  | 2 | 06 | 030 | 000 | 2.06.030
1471 | Ss_50_30_10 | 50 | 30 | 10 |  | Below ground pumped drainage systems | Renewal Costs (RC) | Surface and underground drainage | Foul and waste water drainage |  | 3 | 06 | 030 | 000 | 3.06.030
1471 | Ss_50_30_10 | 50 | 30 | 10 |  | Below ground pumped drainage systems | Maintenance Costs (MC) | Surface and underground drainage | Foul and waste water drainage |  | 5 | 06 | 030 | 000 | 5.06.030
1472 | Ss_50_30_10_06 | 50 | 30 | 10 | 06 | Below-ground private packaged pumping station and pressure pipeline drainage systems | Construction Costs (CC) | Surface and underground drainage | Foul and waste water drainage |  | 2 | 06 | 030 | 000 | 2.06.030
1472 | Ss_50_30_10_06 | 50 | 30 | 10 | 06 | Below-ground private packaged pumping station and pressure pipeline drainage systems | Renewal Costs (RC) | Surface and underground drainage | Foul and waste water drainage |  | 3 | 06 | 030 | 000 | 3.06.030
1472 | Ss_50_30_10_06 | 50 | 30 | 10 | 06 | Below-ground private packaged pumping station and pressure pipeline drainage systems | Maintenance Costs (MC) | Surface and underground drainage | Foul and waste water drainage |  | 5 | 06 | 030 | 000 | 5.06.030
1473 | Ss_50_30_45 | 50 | 30 | 45 |  | Land drainage systems | Construction Costs (CC) | Surface and underground drainage | Foul and waste water drainage |  | 2 | 06 | 030 | 000 | 2.06.030
1473 | Ss_50_30_45 | 50 | 30 | 45 |  | Land drainage systems | Renewal Costs (RC) | Surface and underground drainage | Foul and waste water drainage |  | 3 | 06 | 030 | 000 | 3.06.030
1473 | Ss_50_30_45 | 50 | 30 | 45 |  | Land drainage systems | Maintenance Costs (MC) | Surface and underground drainage | Foul and waste water drainage |  | 5 | 06 | 030 | 000 | 5.06.030
1474 | Ss_50_30_45_08 | 50 | 30 | 45 | 08 | Blanket drain land drainage systems | Construction Costs (CC) | Surface and underground drainage | Foul and waste water drainage |  | 2 | 06 | 030 | 000 | 2.06.030
1474 | Ss_50_30_45_08 | 50 | 30 | 45 | 08 | Blanket drain land drainage systems | Renewal Costs (RC) | Surface and underground drainage | Foul and waste water drainage |  | 3 | 06 | 030 | 000 | 3.06.030
1474 | Ss_50_30_45_08 | 50 | 30 | 45 | 08 | Blanket drain land drainage systems | Maintenance Costs (MC) | Surface and underground drainage | Foul and waste water drainage |  | 5 | 06 | 030 | 000 | 5.06.030
1475 | Ss_50_30_45_20 | 50 | 30 | 45 | 20 | Culvert land drainage systems | Construction Costs (CC) | Surface and underground drainage | Foul and waste water drainage |  | 2 | 06 | 030 | 000 | 2.06.030
1475 | Ss_50_30_45_20 | 50 | 30 | 45 | 20 | Culvert land drainage systems | Renewal Costs (RC) | Surface and underground drainage | Foul and waste water drainage |  | 3 | 06 | 030 | 000 | 3.06.030
1475 | Ss_50_30_45_20 | 50 | 30 | 45 | 20 | Culvert land drainage systems | Maintenance Costs (MC) | Surface and underground drainage | Foul and waste water drainage |  | 5 | 06 | 030 | 000 | 5.06.030
1476 | Ss_50_30_45_30 | 50 | 30 | 45 | 30 | Filter drain land drainage systems | Construction Costs (CC) | Surface and underground drainage | Foul and waste water drainage |  | 2 | 06 | 030 | 000 | 2.06.030
1476 | Ss_50_30_45_30 | 50 | 30 | 45 | 30 | Filter drain land drainage systems | Renewal Costs (RC) | Surface and underground drainage | Foul and waste water drainage |  | 3 | 06 | 030 | 000 | 3.06.030
1476 | Ss_50_30_45_30 | 50 | 30 | 45 | 30 | Filter drain land drainage systems | Maintenance Costs (MC) | Surface and underground drainage | Foul and waste water drainage |  | 5 | 06 | 030 | 000 | 5.06.030
1477 | Ss_50_30_45_32 | 50 | 30 | 45 | 32 | Fin drain piped land drainage systems | Construction Costs (CC) | Surface and underground drainage | Foul and waste water drainage |  | 2 | 06 | 030 | 000 | 2.06.030
1477 | Ss_50_30_45_32 | 50 | 30 | 45 | 32 | Fin drain piped land drainage systems | Renewal Costs (RC) | Surface and underground drainage | Foul and waste water drainage |  | 3 | 06 | 030 | 000 | 3.06.030
1477 | Ss_50_30_45_32 | 50 | 30 | 45 | 32 | Fin drain piped land drainage systems | Maintenance Costs (MC) | Surface and underground drainage | Foul and waste water drainage |  | 5 | 06 | 030 | 000 | 5.06.030
1478 | Ss_50_30_45_53 | 50 | 30 | 45 | 53 | Mole or subsoiling drain land drainage systems | Construction Costs (CC) | Surface and underground drainage | Foul and waste water drainage |  | 2 | 06 | 030 | 000 | 2.06.030
1478 | Ss_50_30_45_53 | 50 | 30 | 45 | 53 | Mole or subsoiling drain land drainage systems | Renewal Costs (RC) | Surface and underground drainage | Foul and waste water drainage |  | 3 | 06 | 030 | 000 | 3.06.030
1478 | Ss_50_30_45_53 | 50 | 30 | 45 | 53 | Mole or subsoiling drain land drainage systems | Maintenance Costs (MC) | Surface and underground drainage | Foul and waste water drainage |  | 5 | 06 | 030 | 000 | 5.06.030
1479 | Ss_50_30_45_55 | 50 | 30 | 45 | 55 | Narrow slot fin drain land drainage systems | Construction Costs (CC) | Surface and underground drainage | Foul and waste water drainage |  | 2 | 06 | 030 | 000 | 2.06.030
1479 | Ss_50_30_45_55 | 50 | 30 | 45 | 55 | Narrow slot fin drain land drainage systems | Renewal Costs (RC) | Surface and underground drainage | Foul and waste water drainage |  | 3 | 06 | 030 | 000 | 3.06.030
1479 | Ss_50_30_45_55 | 50 | 30 | 45 | 55 | Narrow slot fin drain land drainage systems | Maintenance Costs (MC) | Surface and underground drainage | Foul and waste water drainage |  | 5 | 06 | 030 | 000 | 5.06.030
1480 | Ss_50_30_45_75 | 50 | 30 | 45 | 75 | Slitting or grooving land drainage systems | Construction Costs (CC) | Surface and underground drainage | Foul and waste water drainage |  | 2 | 06 | 030 | 000 | 2.06.030
1480 | Ss_50_30_45_75 | 50 | 30 | 45 | 75 | Slitting or grooving land drainage systems | Renewal Costs (RC) | Surface and underground drainage | Foul and waste water drainage |  | 3 | 06 | 030 | 000 | 3.06.030
1480 | Ss_50_30_45_75 | 50 | 30 | 45 | 75 | Slitting or grooving land drainage systems | Maintenance Costs (MC) | Surface and underground drainage | Foul and waste water drainage |  | 5 | 06 | 030 | 000 | 5.06.030
1481 | Ss_50_30_45_85 | 50 | 30 | 45 | 85 | Subsoil drainage pipe drain systems | Construction Costs (CC) | Surface and underground drainage | Foul and waste water drainage |  | 2 | 06 | 030 | 000 | 2.06.030
1481 | Ss_50_30_45_85 | 50 | 30 | 45 | 85 | Subsoil drainage pipe drain systems | Renewal Costs (RC) | Surface and underground drainage | Foul and waste water drainage |  | 3 | 06 | 030 | 000 | 3.06.030
1481 | Ss_50_30_45_85 | 50 | 30 | 45 | 85 | Subsoil drainage pipe drain systems | Maintenance Costs (MC) | Surface and underground drainage | Foul and waste water drainage |  | 5 | 06 | 030 | 000 | 5.06.030
1482 | Ss_50_30_45_90 | 50 | 30 | 45 | 90 | Trenchless drain land drainage systems | Construction Costs (CC) | Surface and underground drainage | Foul and waste water drainage |  | 2 | 06 | 030 | 000 | 2.06.030
1482 | Ss_50_30_45_90 | 50 | 30 | 45 | 90 | Trenchless drain land drainage systems | Renewal Costs (RC) | Surface and underground drainage | Foul and waste water drainage |  | 3 | 06 | 030 | 000 | 3.06.030
1482 | Ss_50_30_45_90 | 50 | 30 | 45 | 90 | Trenchless drain land drainage systems | Maintenance Costs (MC) | Surface and underground drainage | Foul and waste water drainage |  | 5 | 06 | 030 | 000 | 5.06.030
1483 | Ss_50_30_65 | 50 | 30 | 65 |  | Pressure relief drainage systems | Construction Costs (CC) | Surface and underground drainage | Foul and waste water drainage |  | 2 | 06 | 030 | 000 | 2.06.030
1483 | Ss_50_30_65 | 50 | 30 | 65 |  | Pressure relief drainage systems | Renewal Costs (RC) | Surface and underground drainage | Foul and waste water drainage |  | 3 | 06 | 030 | 000 | 3.06.030
1483 | Ss_50_30_65 | 50 | 30 | 65 |  | Pressure relief drainage systems | Maintenance Costs (MC) | Surface and underground drainage | Foul and waste water drainage |  | 5 | 06 | 030 | 000 | 5.06.030
1484 | Ss_50_30_65_08 | 50 | 30 | 65 | 08 | Blanket drain pressure relief systems | Construction Costs (CC) | Surface and underground drainage | Foul and waste water drainage |  | 2 | 06 | 030 | 000 | 2.06.030
1484 | Ss_50_30_65_08 | 50 | 30 | 65 | 08 | Blanket drain pressure relief systems | Renewal Costs (RC) | Surface and underground drainage | Foul and waste water drainage |  | 3 | 06 | 030 | 000 | 3.06.030
1484 | Ss_50_30_65_08 | 50 | 30 | 65 | 08 | Blanket drain pressure relief systems | Maintenance Costs (MC) | Surface and underground drainage | Foul and waste water drainage |  | 5 | 06 | 030 | 000 | 5.06.030
1485 | Ss_50_30_65_30 | 50 | 30 | 65 | 30 | Filter drain pressure relief systems | Construction Costs (CC) | Surface and underground drainage | Foul and waste water drainage |  | 2 | 06 | 030 | 000 | 2.06.030
1485 | Ss_50_30_65_30 | 50 | 30 | 65 | 30 | Filter drain pressure relief systems | Renewal Costs (RC) | Surface and underground drainage | Foul and waste water drainage |  | 3 | 06 | 030 | 000 | 3.06.030
1485 | Ss_50_30_65_30 | 50 | 30 | 65 | 30 | Filter drain pressure relief systems | Maintenance Costs (MC) | Surface and underground drainage | Foul and waste water drainage |  | 5 | 06 | 030 | 000 | 5.06.030
1486 | Ss_50_30_65_35 | 50 | 30 | 65 | 35 | Geocomposite sheet fin drain pressure relief systems | Construction Costs (CC) | Surface and underground drainage | Foul and waste water drainage |  | 2 | 06 | 030 | 000 | 2.06.030
1486 | Ss_50_30_65_35 | 50 | 30 | 65 | 35 | Geocomposite sheet fin drain pressure relief systems | Renewal Costs (RC) | Surface and underground drainage | Foul and waste water drainage |  | 3 | 06 | 030 | 000 | 3.06.030
1486 | Ss_50_30_65_35 | 50 | 30 | 65 | 35 | Geocomposite sheet fin drain pressure relief systems | Maintenance Costs (MC) | Surface and underground drainage | Foul and waste water drainage |  | 5 | 06 | 030 | 000 | 5.06.030
1487 | Ss_50_30_80 | 50 | 30 | 80 |  | Storm water gravity drainage systems | Construction Costs (CC) | Surface and underground drainage | Foul and waste water drainage |  | 2 | 06 | 030 | 000 | 2.06.030
1487 | Ss_50_30_80 | 50 | 30 | 80 |  | Storm water gravity drainage systems | Renewal Costs (RC) | Surface and underground drainage | Foul and waste water drainage |  | 3 | 06 | 030 | 000 | 3.06.030
1487 | Ss_50_30_80 | 50 | 30 | 80 |  | Storm water gravity drainage systems | Maintenance Costs (MC) | Surface and underground drainage | Foul and waste water drainage |  | 5 | 06 | 030 | 000 | 5.06.030
1488 | Ss_50_30_80_10 | 50 | 30 | 80 | 10 | Bifurcation storm water overflow systems | Construction Costs (CC) | Surface and underground drainage | Foul and waste water drainage |  | 2 | 06 | 030 | 000 | 2.06.030
1488 | Ss_50_30_80_10 | 50 | 30 | 80 | 10 | Bifurcation storm water overflow systems | Renewal Costs (RC) | Surface and underground drainage | Foul and waste water drainage |  | 3 | 06 | 030 | 000 | 3.06.030
1488 | Ss_50_30_80_10 | 50 | 30 | 80 | 10 | Bifurcation storm water overflow systems | Maintenance Costs (MC) | Surface and underground drainage | Foul and waste water drainage |  | 5 | 06 | 030 | 000 | 5.06.030
1489 | Ss_50_30_80_72 | 50 | 30 | 80 | 72 | Rigid attenuation or storage tank for stormwater flood attenuation systems | Construction Costs (CC) | Surface and underground drainage | Foul and waste water drainage |  | 2 | 06 | 030 | 000 | 2.06.030
1489 | Ss_50_30_80_72 | 50 | 30 | 80 | 72 | Rigid attenuation or storage tank for stormwater flood attenuation systems | Renewal Costs (RC) | Surface and underground drainage | Foul and waste water drainage |  | 3 | 06 | 030 | 000 | 3.06.030
1489 | Ss_50_30_80_72 | 50 | 30 | 80 | 72 | Rigid attenuation or storage tank for stormwater flood attenuation systems | Maintenance Costs (MC) | Surface and underground drainage | Foul and waste water drainage |  | 5 | 06 | 030 | 000 | 5.06.030
1490 | Ss_50_30_82 | 50 | 30 | 82 |  | Surface and waste water gravity drainage systems | Construction Costs (CC) | Surface and underground drainage | Foul and waste water drainage |  | 2 | 06 | 030 | 000 | 2.06.030
1490 | Ss_50_30_82 | 50 | 30 | 82 |  | Surface and waste water gravity drainage systems | Renewal Costs (RC) | Surface and underground drainage | Foul and waste water drainage |  | 3 | 06 | 030 | 000 | 3.06.030
1490 | Ss_50_30_82 | 50 | 30 | 82 |  | Surface and waste water gravity drainage systems | Maintenance Costs (MC) | Surface and underground drainage | Foul and waste water drainage |  | 5 | 06 | 030 | 000 | 5.06.030
1491 | Ss_50_30_82_41 | 50 | 30 | 82 | 41 | Inlet drainage systems | Construction Costs (CC) | Surface and underground drainage | Foul and waste water drainage |  | 2 | 06 | 030 | 000 | 2.06.030
1491 | Ss_50_30_82_41 | 50 | 30 | 82 | 41 | Inlet drainage systems | Renewal Costs (RC) | Surface and underground drainage | Foul and waste water drainage |  | 3 | 06 | 030 | 000 | 3.06.030
1491 | Ss_50_30_82_41 | 50 | 30 | 82 | 41 | Inlet drainage systems | Maintenance Costs (MC) | Surface and underground drainage | Foul and waste water drainage |  | 5 | 06 | 030 | 000 | 5.06.030
1492 | Ss_50_30_82_59 | 50 | 30 | 82 | 59 | Outlet drainage systems | Construction Costs (CC) | Surface and underground drainage | Foul and waste water drainage |  | 2 | 06 | 030 | 000 | 2.06.030
1492 | Ss_50_30_82_59 | 50 | 30 | 82 | 59 | Outlet drainage systems | Renewal Costs (RC) | Surface and underground drainage | Foul and waste water drainage |  | 3 | 06 | 030 | 000 | 3.06.030
1492 | Ss_50_30_82_59 | 50 | 30 | 82 | 59 | Outlet drainage systems | Maintenance Costs (MC) | Surface and underground drainage | Foul and waste water drainage |  | 5 | 06 | 030 | 000 | 5.06.030
1493 | Ss_50_30_82_73 | 50 | 30 | 82 | 73 | Road drainage systems | Construction Costs (CC) | Surface and underground drainage | Foul and waste water drainage |  | 2 | 06 | 030 | 000 | 2.06.030
1493 | Ss_50_30_82_73 | 50 | 30 | 82 | 73 | Road drainage systems | Renewal Costs (RC) | Surface and underground drainage | Foul and waste water drainage |  | 3 | 06 | 030 | 000 | 3.06.030
1493 | Ss_50_30_82_73 | 50 | 30 | 82 | 73 | Road drainage systems | Maintenance Costs (MC) | Surface and underground drainage | Foul and waste water drainage |  | 5 | 06 | 030 | 000 | 5.06.030
1494 | Ss_50_30_85 | 50 | 30 | 85 |  | Surface and waste water pumped drainage systems | Construction Costs (CC) | Surface and underground drainage | Foul and waste water drainage |  | 2 | 06 | 030 | 000 | 2.06.030
1494 | Ss_50_30_85 | 50 | 30 | 85 |  | Surface and waste water pumped drainage systems | Renewal Costs (RC) | Surface and underground drainage | Foul and waste water drainage |  | 3 | 06 | 030 | 000 | 3.06.030
1494 | Ss_50_30_85 | 50 | 30 | 85 |  | Surface and waste water pumped drainage systems | Maintenance Costs (MC) | Surface and underground drainage | Foul and waste water drainage |  | 5 | 06 | 030 | 000 | 5.06.030
1495 | Ss_50_40 | 50 | 40 |  |  | Solid waste collection and distribution systems | Construction Costs (CC) | Surface and underground drainage | Foul and waste water drainage |  | 2 | 06 | 030 | 000 | 2.06.030
1495 | Ss_50_40 | 50 | 40 |  |  | Solid waste collection and distribution systems | Renewal Costs (RC) | Surface and underground drainage | Foul and waste water drainage |  | 3 | 06 | 030 | 000 | 3.06.030
1495 | Ss_50_40 | 50 | 40 |  |  | Solid waste collection and distribution systems | Maintenance Costs (MC) | Surface and underground drainage | Foul and waste water drainage |  | 5 | 06 | 030 | 000 | 5.06.030
1496 | Ss_50_50 | 50 | 50 |  |  | Gas waste storage, treatment and disposal systems | Construction Costs (CC) | Surface and underground drainage | Foul and waste water drainage |  | 2 | 06 | 030 | 000 | 2.06.030
1496 | Ss_50_50 | 50 | 50 |  |  | Gas waste storage, treatment and disposal systems | Renewal Costs (RC) | Surface and underground drainage | Foul and waste water drainage |  | 3 | 06 | 030 | 000 | 3.06.030
1496 | Ss_50_50 | 50 | 50 |  |  | Gas waste storage, treatment and disposal systems | Maintenance Costs (MC) | Surface and underground drainage | Foul and waste water drainage |  | 5 | 06 | 030 | 000 | 5.06.030
1497 | Ss_50_50_45 | 50 | 50 | 45 |  | Landfill gas disposal systems | Construction Costs (CC) | Surface and underground drainage | Foul and waste water drainage |  | 2 | 06 | 030 | 000 | 2.06.030
1497 | Ss_50_50_45 | 50 | 50 | 45 |  | Landfill gas disposal systems | Renewal Costs (RC) | Surface and underground drainage | Foul and waste water drainage |  | 3 | 06 | 030 | 000 | 3.06.030
1497 | Ss_50_50_45 | 50 | 50 | 45 |  | Landfill gas disposal systems | Maintenance Costs (MC) | Surface and underground drainage | Foul and waste water drainage |  | 5 | 06 | 030 | 000 | 5.06.030
1498 | Ss_50_50_95 | 50 | 50 | 95 |  | Waste gas treatment and disposal systems | Construction Costs (CC) | Surface and underground drainage | Foul and waste water drainage |  | 2 | 06 | 030 | 000 | 2.06.030
1498 | Ss_50_50_95 | 50 | 50 | 95 |  | Waste gas treatment and disposal systems | Renewal Costs (RC) | Surface and underground drainage | Foul and waste water drainage |  | 3 | 06 | 030 | 000 | 3.06.030
1498 | Ss_50_50_95 | 50 | 50 | 95 |  | Waste gas treatment and disposal systems | Maintenance Costs (MC) | Surface and underground drainage | Foul and waste water drainage |  | 5 | 06 | 030 | 000 | 5.06.030
1499 | Ss_50_60 | 50 | 60 |  |  | Non-aqueous liquid waste storage, treatment and disposal systems | Construction Costs (CC) | Surface and underground drainage | Foul and waste water drainage |  | 2 | 06 | 030 | 000 | 2.06.030
1499 | Ss_50_60 | 50 | 60 |  |  | Non-aqueous liquid waste storage, treatment and disposal systems | Renewal Costs (RC) | Surface and underground drainage | Foul and waste water drainage |  | 3 | 06 | 030 | 000 | 3.06.030
1499 | Ss_50_60 | 50 | 60 |  |  | Non-aqueous liquid waste storage, treatment and disposal systems | Maintenance Costs (MC) | Surface and underground drainage | Foul and waste water drainage |  | 5 | 06 | 030 | 000 | 5.06.030
1500 | Ss_50_60_45 | 50 | 60 | 45 |  | Landfill liquid disposal systems | Construction Costs (CC) | Surface and underground drainage | Foul and waste water drainage |  | 2 | 06 | 030 | 000 | 2.06.030
1500 | Ss_50_60_45 | 50 | 60 | 45 |  | Landfill liquid disposal systems | Renewal Costs (RC) | Surface and underground drainage | Foul and waste water drainage |  | 3 | 06 | 030 | 000 | 3.06.030
1500 | Ss_50_60_45 | 50 | 60 | 45 |  | Landfill liquid disposal systems | Maintenance Costs (MC) | Surface and underground drainage | Foul and waste water drainage |  | 5 | 06 | 030 | 000 | 5.06.030
1501 | Ss_50_60_90 | 50 | 60 | 90 |  | Waste liquid fuel storage and treatment systems | Construction Costs (CC) | Surface and underground drainage | Foul and waste water drainage |  | 2 | 06 | 030 | 000 | 2.06.030
1501 | Ss_50_60_90 | 50 | 60 | 90 |  | Waste liquid fuel storage and treatment systems | Renewal Costs (RC) | Surface and underground drainage | Foul and waste water drainage |  | 3 | 06 | 030 | 000 | 3.06.030
1501 | Ss_50_60_90 | 50 | 60 | 90 |  | Waste liquid fuel storage and treatment systems | Maintenance Costs (MC) | Surface and underground drainage | Foul and waste water drainage |  | 5 | 06 | 030 | 000 | 5.06.030
1502 | Ss_50_60_95 | 50 | 60 | 95 |  | Waste process liquid storage and treatment systems | Construction Costs (CC) | Surface and underground drainage | Foul and waste water drainage |  | 2 | 06 | 030 | 000 | 2.06.030
1502 | Ss_50_60_95 | 50 | 60 | 95 |  | Waste process liquid storage and treatment systems | Renewal Costs (RC) | Surface and underground drainage | Foul and waste water drainage |  | 3 | 06 | 030 | 000 | 3.06.030
1502 | Ss_50_60_95 | 50 | 60 | 95 |  | Waste process liquid storage and treatment systems | Maintenance Costs (MC) | Surface and underground drainage | Foul and waste water drainage |  | 5 | 06 | 030 | 000 | 5.06.030
1503 | Ss_50_70 | 50 | 70 |  |  | Water waste (drainage) storage, treatment and disposal systems | Construction Costs (CC) | Surface and underground drainage | Foul and waste water drainage |  | 2 | 06 | 030 | 000 | 2.06.030
1503 | Ss_50_70 | 50 | 70 |  |  | Water waste (drainage) storage, treatment and disposal systems | Renewal Costs (RC) | Surface and underground drainage | Foul and waste water drainage |  | 3 | 06 | 030 | 000 | 3.06.030
1503 | Ss_50_70 | 50 | 70 |  |  | Water waste (drainage) storage, treatment and disposal systems | Maintenance Costs (MC) | Surface and underground drainage | Foul and waste water drainage |  | 5 | 06 | 030 | 000 | 5.06.030
1504 | Ss_50_70_05 | 50 | 70 | 05 |  | Below-ground private drainage disposal systems | Construction Costs (CC) | Surface and underground drainage | Foul and waste water drainage |  | 2 | 06 | 030 | 000 | 2.06.030
1504 | Ss_50_70_05 | 50 | 70 | 05 |  | Below-ground private drainage disposal systems | Renewal Costs (RC) | Surface and underground drainage | Foul and waste water drainage |  | 3 | 06 | 030 | 000 | 3.06.030
1504 | Ss_50_70_05 | 50 | 70 | 05 |  | Below-ground private drainage disposal systems | Maintenance Costs (MC) | Surface and underground drainage | Foul and waste water drainage |  | 5 | 06 | 030 | 000 | 5.06.030
1505 | Ss_50_70_05_20 | 50 | 70 | 05 | 20 | Below-ground waste water drainage field systems | Construction Costs (CC) | Surface and underground drainage | Foul and waste water drainage |  | 2 | 06 | 030 | 000 | 2.06.030
1505 | Ss_50_70_05_20 | 50 | 70 | 05 | 20 | Below-ground waste water drainage field systems | Renewal Costs (RC) | Surface and underground drainage | Foul and waste water drainage |  | 3 | 06 | 030 | 000 | 3.06.030
1505 | Ss_50_70_05_20 | 50 | 70 | 05 | 20 | Below-ground waste water drainage field systems | Maintenance Costs (MC) | Surface and underground drainage | Foul and waste water drainage |  | 5 | 06 | 030 | 000 | 5.06.030
1506 | Ss_50_70_05_22 | 50 | 70 | 05 | 22 | Below-ground drainage packaged grease trap systems | Construction Costs (CC) | Surface and underground drainage | Foul and waste water drainage |  | 2 | 06 | 030 | 000 | 2.06.030
1506 | Ss_50_70_05_22 | 50 | 70 | 05 | 22 | Below-ground drainage packaged grease trap systems | Renewal Costs (RC) | Surface and underground drainage | Foul and waste water drainage |  | 3 | 06 | 030 | 000 | 3.06.030
1506 | Ss_50_70_05_22 | 50 | 70 | 05 | 22 | Below-ground drainage packaged grease trap systems | Maintenance Costs (MC) | Surface and underground drainage | Foul and waste water drainage |  | 5 | 06 | 030 | 000 | 5.06.030
1507 | Ss_50_70_05_23 | 50 | 70 | 05 | 23 | Below-ground drainage private packaged septic tank systems | Construction Costs (CC) | Surface and underground drainage | Foul and waste water drainage |  | 2 | 06 | 030 | 000 | 2.06.030
1507 | Ss_50_70_05_23 | 50 | 70 | 05 | 23 | Below-ground drainage private packaged septic tank systems | Renewal Costs (RC) | Surface and underground drainage | Foul and waste water drainage |  | 3 | 06 | 030 | 000 | 3.06.030
1507 | Ss_50_70_05_23 | 50 | 70 | 05 | 23 | Below-ground drainage private packaged septic tank systems | Maintenance Costs (MC) | Surface and underground drainage | Foul and waste water drainage |  | 5 | 06 | 030 | 000 | 5.06.030
1508 | Ss_50_70_05_24 | 50 | 70 | 05 | 24 | Below-ground drainage private packaged sewage treatment systems | Construction Costs (CC) | Surface and underground drainage | Foul and waste water drainage |  | 2 | 06 | 030 | 000 | 2.06.030
1508 | Ss_50_70_05_24 | 50 | 70 | 05 | 24 | Below-ground drainage private packaged sewage treatment systems | Renewal Costs (RC) | Surface and underground drainage | Foul and waste water drainage |  | 3 | 06 | 030 | 000 | 3.06.030
1508 | Ss_50_70_05_24 | 50 | 70 | 05 | 24 | Below-ground drainage private packaged sewage treatment systems | Maintenance Costs (MC) | Surface and underground drainage | Foul and waste water drainage |  | 5 | 06 | 030 | 000 | 5.06.030
1509 | Ss_50_70_05_25 | 50 | 70 | 05 | 25 | Below-ground drainage private packaged storage tank systems | Construction Costs (CC) | Surface and underground drainage | Foul and waste water drainage |  | 2 | 06 | 030 | 000 | 2.06.030
1509 | Ss_50_70_05_25 | 50 | 70 | 05 | 25 | Below-ground drainage private packaged storage tank systems | Renewal Costs (RC) | Surface and underground drainage | Foul and waste water drainage |  | 3 | 06 | 030 | 000 | 3.06.030
1509 | Ss_50_70_05_25 | 50 | 70 | 05 | 25 | Below-ground drainage private packaged storage tank systems | Maintenance Costs (MC) | Surface and underground drainage | Foul and waste water drainage |  | 5 | 06 | 030 | 000 | 5.06.030
1510 | Ss_50_70_05_79 | 50 | 70 | 05 | 79 | Below-ground drainage concrete soakaway systems | Construction Costs (CC) | Surface and underground drainage | Foul and waste water drainage |  | 2 | 06 | 030 | 000 | 2.06.030
1510 | Ss_50_70_05_79 | 50 | 70 | 05 | 79 | Below-ground drainage concrete soakaway systems | Renewal Costs (RC) | Surface and underground drainage | Foul and waste water drainage |  | 3 | 06 | 030 | 000 | 3.06.030
1510 | Ss_50_70_05_79 | 50 | 70 | 05 | 79 | Below-ground drainage concrete soakaway systems | Maintenance Costs (MC) | Surface and underground drainage | Foul and waste water drainage |  | 5 | 06 | 030 | 000 | 5.06.030
1511 | Ss_50_70_05_80 | 50 | 70 | 05 | 80 | Below-ground drainage granular fill soakaway systems | Construction Costs (CC) | Surface and underground drainage | Foul and waste water drainage |  | 2 | 06 | 030 | 000 | 2.06.030
1511 | Ss_50_70_05_80 | 50 | 70 | 05 | 80 | Below-ground drainage granular fill soakaway systems | Renewal Costs (RC) | Surface and underground drainage | Foul and waste water drainage |  | 3 | 06 | 030 | 000 | 3.06.030
1511 | Ss_50_70_05_80 | 50 | 70 | 05 | 80 | Below-ground drainage granular fill soakaway systems | Maintenance Costs (MC) | Surface and underground drainage | Foul and waste water drainage |  | 5 | 06 | 030 | 000 | 5.06.030
1512 | Ss_50_70_05_81 | 50 | 70 | 05 | 81 | Below-ground drainage modular plastics attenuation or storage tank systems | Construction Costs (CC) | Surface and underground drainage | Foul and waste water drainage |  | 2 | 06 | 030 | 000 | 2.06.030
1512 | Ss_50_70_05_81 | 50 | 70 | 05 | 81 | Below-ground drainage modular plastics attenuation or storage tank systems | Renewal Costs (RC) | Surface and underground drainage | Foul and waste water drainage |  | 3 | 06 | 030 | 000 | 3.06.030
1512 | Ss_50_70_05_81 | 50 | 70 | 05 | 81 | Below-ground drainage modular plastics attenuation or storage tank systems | Maintenance Costs (MC) | Surface and underground drainage | Foul and waste water drainage |  | 5 | 06 | 030 | 000 | 5.06.030
1513 | Ss_50_70_05_82 | 50 | 70 | 05 | 82 | Below-ground drainage modular plastics soakaway systems | Construction Costs (CC) | Surface and underground drainage | Foul and waste water drainage |  | 2 | 06 | 030 | 000 | 2.06.030
1513 | Ss_50_70_05_82 | 50 | 70 | 05 | 82 | Below-ground drainage modular plastics soakaway systems | Renewal Costs (RC) | Surface and underground drainage | Foul and waste water drainage |  | 3 | 06 | 030 | 000 | 3.06.030
1513 | Ss_50_70_05_82 | 50 | 70 | 05 | 82 | Below-ground drainage modular plastics soakaway systems | Maintenance Costs (MC) | Surface and underground drainage | Foul and waste water drainage |  | 5 | 06 | 030 | 000 | 5.06.030
1514 | Ss_50_70_05_83 | 50 | 70 | 05 | 83 | Below-ground drainage packaged oil and petrol interceptor systems | Construction Costs (CC) | Surface and underground drainage | Foul and waste water drainage |  | 2 | 06 | 030 | 000 | 2.06.030
1514 | Ss_50_70_05_83 | 50 | 70 | 05 | 83 | Below-ground drainage packaged oil and petrol interceptor systems | Renewal Costs (RC) | Surface and underground drainage | Foul and waste water drainage |  | 3 | 06 | 030 | 000 | 3.06.030
1514 | Ss_50_70_05_83 | 50 | 70 | 05 | 83 | Below-ground drainage packaged oil and petrol interceptor systems | Maintenance Costs (MC) | Surface and underground drainage | Foul and waste water drainage |  | 5 | 06 | 030 | 000 | 5.06.030
1515 | Ss_50_70_05_84 | 50 | 70 | 05 | 84 | Below-ground drainage packaged silt trap systems | Construction Costs (CC) | Surface and underground drainage | Foul and waste water drainage |  | 2 | 06 | 030 | 000 | 2.06.030
1515 | Ss_50_70_05_84 | 50 | 70 | 05 | 84 | Below-ground drainage packaged silt trap systems | Renewal Costs (RC) | Surface and underground drainage | Foul and waste water drainage |  | 3 | 06 | 030 | 000 | 3.06.030
1515 | Ss_50_70_05_84 | 50 | 70 | 05 | 84 | Below-ground drainage packaged silt trap systems | Maintenance Costs (MC) | Surface and underground drainage | Foul and waste water drainage |  | 5 | 06 | 030 | 000 | 5.06.030
1516 | Ss_50_70_05_85 | 50 | 70 | 05 | 85 | Below-ground drainage rigid attenuation or storage tank systems | Construction Costs (CC) | Surface and underground drainage | Foul and waste water drainage |  | 2 | 06 | 030 | 000 | 2.06.030
1516 | Ss_50_70_05_85 | 50 | 70 | 05 | 85 | Below-ground drainage rigid attenuation or storage tank systems | Renewal Costs (RC) | Surface and underground drainage | Foul and waste water drainage |  | 3 | 06 | 030 | 000 | 3.06.030
1516 | Ss_50_70_05_85 | 50 | 70 | 05 | 85 | Below-ground drainage rigid attenuation or storage tank systems | Maintenance Costs (MC) | Surface and underground drainage | Foul and waste water drainage |  | 5 | 06 | 030 | 000 | 5.06.030
1517 | Ss_50_70_05_86 | 50 | 70 | 05 | 86 | Below-ground drainage wet well systems | Construction Costs (CC) | Surface and underground drainage | Foul and waste water drainage |  | 2 | 06 | 030 | 000 | 2.06.030
1517 | Ss_50_70_05_86 | 50 | 70 | 05 | 86 | Below-ground drainage wet well systems | Renewal Costs (RC) | Surface and underground drainage | Foul and waste water drainage |  | 3 | 06 | 030 | 000 | 3.06.030
1517 | Ss_50_70_05_86 | 50 | 70 | 05 | 86 | Below-ground drainage wet well systems | Maintenance Costs (MC) | Surface and underground drainage | Foul and waste water drainage |  | 5 | 06 | 030 | 000 | 5.06.030
1518 | Ss_50_70_05_95 | 50 | 70 | 05 | 95 | Below-ground drainage outfall systems | Construction Costs (CC) | Surface and underground drainage | Foul and waste water drainage |  | 2 | 06 | 030 | 000 | 2.06.030
1518 | Ss_50_70_05_95 | 50 | 70 | 05 | 95 | Below-ground drainage outfall systems | Renewal Costs (RC) | Surface and underground drainage | Foul and waste water drainage |  | 3 | 06 | 030 | 000 | 3.06.030
1518 | Ss_50_70_05_95 | 50 | 70 | 05 | 95 | Below-ground drainage outfall systems | Maintenance Costs (MC) | Surface and underground drainage | Foul and waste water drainage |  | 5 | 06 | 030 | 000 | 5.06.030
1519 | Ss_50_70_24 | 50 | 70 | 24 |  | Drainage disposal systems | Construction Costs (CC) | Surface and underground drainage | Foul and waste water drainage |  | 2 | 06 | 030 | 000 | 2.06.030
1519 | Ss_50_70_24 | 50 | 70 | 24 |  | Drainage disposal systems | Renewal Costs (RC) | Surface and underground drainage | Foul and waste water drainage |  | 3 | 06 | 030 | 000 | 3.06.030
1519 | Ss_50_70_24 | 50 | 70 | 24 |  | Drainage disposal systems | Maintenance Costs (MC) | Surface and underground drainage | Foul and waste water drainage |  | 5 | 06 | 030 | 000 | 5.06.030
1520 | Ss_50_70_24_80 | 50 | 70 | 24 | 80 | Soakaway borehole systems | Construction Costs (CC) | Surface and underground drainage | Foul and waste water drainage |  | 2 | 06 | 030 | 000 | 2.06.030
1520 | Ss_50_70_24_80 | 50 | 70 | 24 | 80 | Soakaway borehole systems | Renewal Costs (RC) | Surface and underground drainage | Foul and waste water drainage |  | 3 | 06 | 030 | 000 | 3.06.030
1520 | Ss_50_70_24_80 | 50 | 70 | 24 | 80 | Soakaway borehole systems | Maintenance Costs (MC) | Surface and underground drainage | Foul and waste water drainage |  | 5 | 06 | 030 | 000 | 5.06.030
1521 | Ss_50_70_60 | 50 | 70 | 60 |  | Private drainage treatment systems | Construction Costs (CC) | Surface and underground drainage | Foul and waste water drainage |  | 2 | 06 | 030 | 000 | 2.06.030
1521 | Ss_50_70_60 | 50 | 70 | 60 |  | Private drainage treatment systems | Renewal Costs (RC) | Surface and underground drainage | Foul and waste water drainage |  | 3 | 06 | 030 | 000 | 3.06.030
1521 | Ss_50_70_60 | 50 | 70 | 60 |  | Private drainage treatment systems | Maintenance Costs (MC) | Surface and underground drainage | Foul and waste water drainage |  | 5 | 06 | 030 | 000 | 5.06.030
1522 | Ss_50_70_60_70 | 50 | 70 | 60 | 70 | Radioactive wastewater treatment systems | Construction Costs (CC) | Surface and underground drainage | Foul and waste water drainage |  | 2 | 06 | 030 | 000 | 2.06.030
1522 | Ss_50_70_60_70 | 50 | 70 | 60 | 70 | Radioactive wastewater treatment systems | Renewal Costs (RC) | Surface and underground drainage | Foul and waste water drainage |  | 3 | 06 | 030 | 000 | 3.06.030
1522 | Ss_50_70_60_70 | 50 | 70 | 60 | 70 | Radioactive wastewater treatment systems | Maintenance Costs (MC) | Surface and underground drainage | Foul and waste water drainage |  | 5 | 06 | 030 | 000 | 5.06.030
1523 | Ss_50_70_83 | 50 | 70 | 83 |  | Surface water tank systems | Construction Costs (CC) | Surface and underground drainage | Foul and waste water drainage |  | 2 | 06 | 030 | 000 | 2.06.030
1523 | Ss_50_70_83 | 50 | 70 | 83 |  | Surface water tank systems | Renewal Costs (RC) | Surface and underground drainage | Foul and waste water drainage |  | 3 | 06 | 030 | 000 | 3.06.030
1523 | Ss_50_70_83 | 50 | 70 | 83 |  | Surface water tank systems | Maintenance Costs (MC) | Surface and underground drainage | Foul and waste water drainage |  | 5 | 06 | 030 | 000 | 5.06.030
1524 | Ss_50_70_85 | 50 | 70 | 85 |  | Sustainable drainage systems (SuDS) | Construction Costs (CC) | Surface and underground drainage | Foul and waste water drainage |  | 2 | 06 | 030 | 000 | 2.06.030
1524 | Ss_50_70_85 | 50 | 70 | 85 |  | Sustainable drainage systems (SuDS) | Renewal Costs (RC) | Surface and underground drainage | Foul and waste water drainage |  | 3 | 06 | 030 | 000 | 3.06.030
1524 | Ss_50_70_85 | 50 | 70 | 85 |  | Sustainable drainage systems (SuDS) | Maintenance Costs (MC) | Surface and underground drainage | Foul and waste water drainage |  | 5 | 06 | 030 | 000 | 5.06.030
1525 | Ss_50_70_85_00 | 50 | 70 | 85 | 00 | SuDS management train systems | Construction Costs (CC) | Surface and underground drainage | Foul and waste water drainage |  | 2 | 06 | 030 | 000 | 2.06.030
1525 | Ss_50_70_85_00 | 50 | 70 | 85 | 00 | SuDS management train systems | Renewal Costs (RC) | Surface and underground drainage | Foul and waste water drainage |  | 3 | 06 | 030 | 000 | 3.06.030
1525 | Ss_50_70_85_00 | 50 | 70 | 85 | 00 | SuDS management train systems | Maintenance Costs (MC) | Surface and underground drainage | Foul and waste water drainage |  | 5 | 06 | 030 | 000 | 5.06.030
1526 | Ss_50_70_85_06 | 50 | 70 | 85 | 06 | Below ground surface water storage tank systems | Construction Costs (CC) | Surface and underground drainage | Foul and waste water drainage |  | 2 | 06 | 030 | 000 | 2.06.030
1526 | Ss_50_70_85_06 | 50 | 70 | 85 | 06 | Below ground surface water storage tank systems | Renewal Costs (RC) | Surface and underground drainage | Foul and waste water drainage |  | 3 | 06 | 030 | 000 | 3.06.030
1526 | Ss_50_70_85_06 | 50 | 70 | 85 | 06 | Below ground surface water storage tank systems | Maintenance Costs (MC) | Surface and underground drainage | Foul and waste water drainage |  | 5 | 06 | 030 | 000 | 5.06.030
1527 | Ss_50_70_85_08 | 50 | 70 | 85 | 08 | Bioretention area systems | Construction Costs (CC) | Surface and underground drainage | Foul and waste water drainage |  | 2 | 06 | 030 | 000 | 2.06.030
1527 | Ss_50_70_85_08 | 50 | 70 | 85 | 08 | Bioretention area systems | Renewal Costs (RC) | Surface and underground drainage | Foul and waste water drainage |  | 3 | 06 | 030 | 000 | 3.06.030
1527 | Ss_50_70_85_08 | 50 | 70 | 85 | 08 | Bioretention area systems | Maintenance Costs (MC) | Surface and underground drainage | Foul and waste water drainage |  | 5 | 06 | 030 | 000 | 5.06.030
1528 | Ss_50_70_85_15 | 50 | 70 | 85 | 15 | Conveyance swale systems | Construction Costs (CC) | Surface and underground drainage | Foul and waste water drainage |  | 2 | 06 | 030 | 000 | 2.06.030
1528 | Ss_50_70_85_15 | 50 | 70 | 85 | 15 | Conveyance swale systems | Renewal Costs (RC) | Surface and underground drainage | Foul and waste water drainage |  | 3 | 06 | 030 | 000 | 3.06.030
1528 | Ss_50_70_85_15 | 50 | 70 | 85 | 15 | Conveyance swale systems | Maintenance Costs (MC) | Surface and underground drainage | Foul and waste water drainage |  | 5 | 06 | 030 | 000 | 5.06.030
1529 | Ss_50_70_85_21 | 50 | 70 | 85 | 21 | Detention basin systems | Construction Costs (CC) | Surface and underground drainage | Foul and waste water drainage |  | 2 | 06 | 030 | 000 | 2.06.030
1529 | Ss_50_70_85_21 | 50 | 70 | 85 | 21 | Detention basin systems | Renewal Costs (RC) | Surface and underground drainage | Foul and waste water drainage |  | 3 | 06 | 030 | 000 | 3.06.030
1529 | Ss_50_70_85_21 | 50 | 70 | 85 | 21 | Detention basin systems | Maintenance Costs (MC) | Surface and underground drainage | Foul and waste water drainage |  | 5 | 06 | 030 | 000 | 5.06.030
1530 | Ss_50_70_85_24 | 50 | 70 | 85 | 24 | Dry swale systems | Construction Costs (CC) | Surface and underground drainage | Foul and waste water drainage |  | 2 | 06 | 030 | 000 | 2.06.030
1530 | Ss_50_70_85_24 | 50 | 70 | 85 | 24 | Dry swale systems | Renewal Costs (RC) | Surface and underground drainage | Foul and waste water drainage |  | 3 | 06 | 030 | 000 | 3.06.030
1530 | Ss_50_70_85_24 | 50 | 70 | 85 | 24 | Dry swale systems | Maintenance Costs (MC) | Surface and underground drainage | Foul and waste water drainage |  | 5 | 06 | 030 | 000 | 5.06.030
1531 | Ss_50_70_85_30 | 50 | 70 | 85 | 30 | Filter strip systems | Construction Costs (CC) | Surface and underground drainage | Foul and waste water drainage |  | 2 | 06 | 030 | 000 | 2.06.030
1531 | Ss_50_70_85_30 | 50 | 70 | 85 | 30 | Filter strip systems | Renewal Costs (RC) | Surface and underground drainage | Foul and waste water drainage |  | 3 | 06 | 030 | 000 | 3.06.030
1531 | Ss_50_70_85_30 | 50 | 70 | 85 | 30 | Filter strip systems | Maintenance Costs (MC) | Surface and underground drainage | Foul and waste water drainage |  | 5 | 06 | 030 | 000 | 5.06.030
1532 | Ss_50_70_85_31 | 50 | 70 | 85 | 31 | Filter drain systems | Construction Costs (CC) | Surface and underground drainage | Foul and waste water drainage |  | 2 | 06 | 030 | 000 | 2.06.030
1532 | Ss_50_70_85_31 | 50 | 70 | 85 | 31 | Filter drain systems | Renewal Costs (RC) | Surface and underground drainage | Foul and waste water drainage |  | 3 | 06 | 030 | 000 | 3.06.030
1532 | Ss_50_70_85_31 | 50 | 70 | 85 | 31 | Filter drain systems | Maintenance Costs (MC) | Surface and underground drainage | Foul and waste water drainage |  | 5 | 06 | 030 | 000 | 5.06.030
1533 | Ss_50_70_85_32 | 50 | 70 | 85 | 32 | Filtration treatment and separation systems | Construction Costs (CC) | Surface and underground drainage | Foul and waste water drainage |  | 2 | 06 | 030 | 000 | 2.06.030
1533 | Ss_50_70_85_32 | 50 | 70 | 85 | 32 | Filtration treatment and separation systems | Renewal Costs (RC) | Surface and underground drainage | Foul and waste water drainage |  | 3 | 06 | 030 | 000 | 3.06.030
1533 | Ss_50_70_85_32 | 50 | 70 | 85 | 32 | Filtration treatment and separation systems | Maintenance Costs (MC) | Surface and underground drainage | Foul and waste water drainage |  | 5 | 06 | 030 | 000 | 5.06.030
1534 | Ss_50_70_85_33 | 50 | 70 | 85 | 33 | Geocellular attenuation tank systems | Construction Costs (CC) | Surface and underground drainage | Foul and waste water drainage |  | 2 | 06 | 030 | 000 | 2.06.030
1534 | Ss_50_70_85_33 | 50 | 70 | 85 | 33 | Geocellular attenuation tank systems | Renewal Costs (RC) | Surface and underground drainage | Foul and waste water drainage |  | 3 | 06 | 030 | 000 | 3.06.030
1534 | Ss_50_70_85_33 | 50 | 70 | 85 | 33 | Geocellular attenuation tank systems | Maintenance Costs (MC) | Surface and underground drainage | Foul and waste water drainage |  | 5 | 06 | 030 | 000 | 5.06.030
1535 | Ss_50_70_85_34 | 50 | 70 | 85 | 34 | Geocellular soakaway systems | Construction Costs (CC) | Surface and underground drainage | Foul and waste water drainage |  | 2 | 06 | 030 | 000 | 2.06.030
1535 | Ss_50_70_85_34 | 50 | 70 | 85 | 34 | Geocellular soakaway systems | Renewal Costs (RC) | Surface and underground drainage | Foul and waste water drainage |  | 3 | 06 | 030 | 000 | 3.06.030
1535 | Ss_50_70_85_34 | 50 | 70 | 85 | 34 | Geocellular soakaway systems | Maintenance Costs (MC) | Surface and underground drainage | Foul and waste water drainage |  | 5 | 06 | 030 | 000 | 5.06.030
1536 | Ss_50_70_85_35 | 50 | 70 | 85 | 35 | Granular fill soakaway systems | Construction Costs (CC) | Surface and underground drainage | Foul and waste water drainage |  | 2 | 06 | 030 | 000 | 2.06.030
1536 | Ss_50_70_85_35 | 50 | 70 | 85 | 35 | Granular fill soakaway systems | Renewal Costs (RC) | Surface and underground drainage | Foul and waste water drainage |  | 3 | 06 | 030 | 000 | 3.06.030
1536 | Ss_50_70_85_35 | 50 | 70 | 85 | 35 | Granular fill soakaway systems | Maintenance Costs (MC) | Surface and underground drainage | Foul and waste water drainage |  | 5 | 06 | 030 | 000 | 5.06.030
1537 | Ss_50_70_85_41 | 50 | 70 | 85 | 41 | Infiltration basin systems | Construction Costs (CC) | Surface and underground drainage | Foul and waste water drainage |  | 2 | 06 | 030 | 000 | 2.06.030
1537 | Ss_50_70_85_41 | 50 | 70 | 85 | 41 | Infiltration basin systems | Renewal Costs (RC) | Surface and underground drainage | Foul and waste water drainage |  | 3 | 06 | 030 | 000 | 3.06.030
1537 | Ss_50_70_85_41 | 50 | 70 | 85 | 41 | Infiltration basin systems | Maintenance Costs (MC) | Surface and underground drainage | Foul and waste water drainage |  | 5 | 06 | 030 | 000 | 5.06.030
1538 | Ss_50_70_85_42 | 50 | 70 | 85 | 42 | Infiltration trench systems | Construction Costs (CC) | Surface and underground drainage | Foul and waste water drainage |  | 2 | 06 | 030 | 000 | 2.06.030
1538 | Ss_50_70_85_42 | 50 | 70 | 85 | 42 | Infiltration trench systems | Renewal Costs (RC) | Surface and underground drainage | Foul and waste water drainage |  | 3 | 06 | 030 | 000 | 3.06.030
1538 | Ss_50_70_85_42 | 50 | 70 | 85 | 42 | Infiltration trench systems | Maintenance Costs (MC) | Surface and underground drainage | Foul and waste water drainage |  | 5 | 06 | 030 | 000 | 5.06.030
1539 | Ss_50_70_85_58 | 50 | 70 | 85 | 58 | Open channel conveyance systems | Construction Costs (CC) | Surface and underground drainage | Foul and waste water drainage |  | 2 | 06 | 030 | 000 | 2.06.030
1539 | Ss_50_70_85_58 | 50 | 70 | 85 | 58 | Open channel conveyance systems | Renewal Costs (RC) | Surface and underground drainage | Foul and waste water drainage |  | 3 | 06 | 030 | 000 | 3.06.030
1539 | Ss_50_70_85_58 | 50 | 70 | 85 | 58 | Open channel conveyance systems | Maintenance Costs (MC) | Surface and underground drainage | Foul and waste water drainage |  | 5 | 06 | 030 | 000 | 5.06.030
1540 | Ss_50_70_85_61 | 50 | 70 | 85 | 61 | Pervious pavement systems | Construction Costs (CC) | Surface and underground drainage | Foul and waste water drainage |  | 2 | 06 | 030 | 000 | 2.06.030
1540 | Ss_50_70_85_61 | 50 | 70 | 85 | 61 | Pervious pavement systems | Renewal Costs (RC) | Surface and underground drainage | Foul and waste water drainage |  | 3 | 06 | 030 | 000 | 3.06.030
1540 | Ss_50_70_85_61 | 50 | 70 | 85 | 61 | Pervious pavement systems | Maintenance Costs (MC) | Surface and underground drainage | Foul and waste water drainage |  | 5 | 06 | 030 | 000 | 5.06.030
1541 | Ss_50_70_85_64 | 50 | 70 | 85 | 64 | Pond systems | Construction Costs (CC) | Surface and underground drainage | Foul and waste water drainage |  | 2 | 06 | 030 | 000 | 2.06.030
1541 | Ss_50_70_85_64 | 50 | 70 | 85 | 64 | Pond systems | Renewal Costs (RC) | Surface and underground drainage | Foul and waste water drainage |  | 3 | 06 | 030 | 000 | 3.06.030
1541 | Ss_50_70_85_64 | 50 | 70 | 85 | 64 | Pond systems | Maintenance Costs (MC) | Surface and underground drainage | Foul and waste water drainage |  | 5 | 06 | 030 | 000 | 5.06.030
1542 | Ss_50_70_85_66 | 50 | 70 | 85 | 66 | Precast concrete soakaway systems | Construction Costs (CC) | Surface and underground drainage | Foul and waste water drainage |  | 2 | 06 | 030 | 000 | 2.06.030
1542 | Ss_50_70_85_66 | 50 | 70 | 85 | 66 | Precast concrete soakaway systems | Renewal Costs (RC) | Surface and underground drainage | Foul and waste water drainage |  | 3 | 06 | 030 | 000 | 3.06.030
1542 | Ss_50_70_85_66 | 50 | 70 | 85 | 66 | Precast concrete soakaway systems | Maintenance Costs (MC) | Surface and underground drainage | Foul and waste water drainage |  | 5 | 06 | 030 | 000 | 5.06.030
1543 | Ss_50_70_85_70 | 50 | 70 | 85 | 70 | Rainwater harvesting systems | Construction Costs (CC) | Surface and underground drainage | Foul and waste water drainage |  | 2 | 06 | 030 | 000 | 2.06.030
1543 | Ss_50_70_85_70 | 50 | 70 | 85 | 70 | Rainwater harvesting systems | Renewal Costs (RC) | Surface and underground drainage | Foul and waste water drainage |  | 3 | 06 | 030 | 000 | 3.06.030
1543 | Ss_50_70_85_70 | 50 | 70 | 85 | 70 | Rainwater harvesting systems | Maintenance Costs (MC) | Surface and underground drainage | Foul and waste water drainage |  | 5 | 06 | 030 | 000 | 5.06.030
1544 | Ss_50_70_85_75 | 50 | 70 | 85 | 75 | Sand filter bed systems | Construction Costs (CC) | Surface and underground drainage | Foul and waste water drainage |  | 2 | 06 | 030 | 000 | 2.06.030
1544 | Ss_50_70_85_75 | 50 | 70 | 85 | 75 | Sand filter bed systems | Renewal Costs (RC) | Surface and underground drainage | Foul and waste water drainage |  | 3 | 06 | 030 | 000 | 3.06.030
1544 | Ss_50_70_85_75 | 50 | 70 | 85 | 75 | Sand filter bed systems | Maintenance Costs (MC) | Surface and underground drainage | Foul and waste water drainage |  | 5 | 06 | 030 | 000 | 5.06.030
1545 | Ss_50_70_85_76 | 50 | 70 | 85 | 76 | Sand filter bed surface systems | Construction Costs (CC) | Surface and underground drainage | Foul and waste water drainage |  | 2 | 06 | 030 | 000 | 2.06.030
1545 | Ss_50_70_85_76 | 50 | 70 | 85 | 76 | Sand filter bed surface systems | Renewal Costs (RC) | Surface and underground drainage | Foul and waste water drainage |  | 3 | 06 | 030 | 000 | 3.06.030
1545 | Ss_50_70_85_76 | 50 | 70 | 85 | 76 | Sand filter bed surface systems | Maintenance Costs (MC) | Surface and underground drainage | Foul and waste water drainage |  | 5 | 06 | 030 | 000 | 5.06.030
1546 | Ss_50_70_85_85 | 50 | 70 | 85 | 85 | Swale systems | Construction Costs (CC) | Surface and underground drainage | Foul and waste water drainage |  | 2 | 06 | 030 | 000 | 2.06.030
1546 | Ss_50_70_85_85 | 50 | 70 | 85 | 85 | Swale systems | Renewal Costs (RC) | Surface and underground drainage | Foul and waste water drainage |  | 3 | 06 | 030 | 000 | 3.06.030
1546 | Ss_50_70_85_85 | 50 | 70 | 85 | 85 | Swale systems | Maintenance Costs (MC) | Surface and underground drainage | Foul and waste water drainage |  | 5 | 06 | 030 | 000 | 5.06.030
1547 | Ss_50_70_85_96 | 50 | 70 | 85 | 96 | Water butt systems | Construction Costs (CC) | Surface and underground drainage | Foul and waste water drainage |  | 2 | 06 | 030 | 000 | 2.06.030
1547 | Ss_50_70_85_96 | 50 | 70 | 85 | 96 | Water butt systems | Renewal Costs (RC) | Surface and underground drainage | Foul and waste water drainage |  | 3 | 06 | 030 | 000 | 3.06.030
1547 | Ss_50_70_85_96 | 50 | 70 | 85 | 96 | Water butt systems | Maintenance Costs (MC) | Surface and underground drainage | Foul and waste water drainage |  | 5 | 06 | 030 | 000 | 5.06.030
1548 | Ss_50_70_85_97 | 50 | 70 | 85 | 97 | Wet swale systems | Construction Costs (CC) | Surface and underground drainage | Foul and waste water drainage |  | 2 | 06 | 030 | 000 | 2.06.030
1548 | Ss_50_70_85_97 | 50 | 70 | 85 | 97 | Wet swale systems | Renewal Costs (RC) | Surface and underground drainage | Foul and waste water drainage |  | 3 | 06 | 030 | 000 | 3.06.030
1548 | Ss_50_70_85_97 | 50 | 70 | 85 | 97 | Wet swale systems | Maintenance Costs (MC) | Surface and underground drainage | Foul and waste water drainage |  | 5 | 06 | 030 | 000 | 5.06.030
1549 | Ss_50_70_85_98 | 50 | 70 | 85 | 98 | Wetland drainage systems | Construction Costs (CC) | Surface and underground drainage | Foul and waste water drainage |  | 2 | 06 | 030 | 000 | 2.06.030
1549 | Ss_50_70_85_98 | 50 | 70 | 85 | 98 | Wetland drainage systems | Renewal Costs (RC) | Surface and underground drainage | Foul and waste water drainage |  | 3 | 06 | 030 | 000 | 3.06.030
1549 | Ss_50_70_85_98 | 50 | 70 | 85 | 98 | Wetland drainage systems | Maintenance Costs (MC) | Surface and underground drainage | Foul and waste water drainage |  | 5 | 06 | 030 | 000 | 5.06.030
1550 | Ss_50_75 | 50 | 75 |  |  | Wastewater storage, treatment and disposal systems | Construction Costs (CC) | Surface and underground drainage | Foul and waste water drainage |  | 2 | 06 | 030 | 000 | 2.06.030
1550 | Ss_50_75 | 50 | 75 |  |  | Wastewater storage, treatment and disposal systems | Renewal Costs (RC) | Surface and underground drainage | Foul and waste water drainage |  | 3 | 06 | 030 | 000 | 3.06.030
1550 | Ss_50_75 | 50 | 75 |  |  | Wastewater storage, treatment and disposal systems | Maintenance Costs (MC) | Surface and underground drainage | Foul and waste water drainage |  | 5 | 06 | 030 | 000 | 5.06.030
1551 | Ss_50_75_01 | 50 | 75 | 01 |  | Aeration systems | Construction Costs (CC) | Surface and underground drainage | Foul and waste water drainage |  | 2 | 06 | 030 | 000 | 2.06.030
1551 | Ss_50_75_01 | 50 | 75 | 01 |  | Aeration systems | Renewal Costs (RC) | Surface and underground drainage | Foul and waste water drainage |  | 3 | 06 | 030 | 000 | 3.06.030
1551 | Ss_50_75_01 | 50 | 75 | 01 |  | Aeration systems | Maintenance Costs (MC) | Surface and underground drainage | Foul and waste water drainage |  | 5 | 06 | 030 | 000 | 5.06.030
1552 | Ss_50_75_01_22 | 50 | 75 | 01 | 22 | Diffused aeration systems | Construction Costs (CC) | Surface and underground drainage | Foul and waste water drainage |  | 2 | 06 | 030 | 000 | 2.06.030
1552 | Ss_50_75_01_22 | 50 | 75 | 01 | 22 | Diffused aeration systems | Renewal Costs (RC) | Surface and underground drainage | Foul and waste water drainage |  | 3 | 06 | 030 | 000 | 3.06.030
1552 | Ss_50_75_01_22 | 50 | 75 | 01 | 22 | Diffused aeration systems | Maintenance Costs (MC) | Surface and underground drainage | Foul and waste water drainage |  | 5 | 06 | 030 | 000 | 5.06.030
1553 | Ss_50_75_01_44 | 50 | 75 | 01 | 44 | Jet aeration systems | Construction Costs (CC) | Surface and underground drainage | Foul and waste water drainage |  | 2 | 06 | 030 | 000 | 2.06.030
1553 | Ss_50_75_01_44 | 50 | 75 | 01 | 44 | Jet aeration systems | Renewal Costs (RC) | Surface and underground drainage | Foul and waste water drainage |  | 3 | 06 | 030 | 000 | 3.06.030
1553 | Ss_50_75_01_44 | 50 | 75 | 01 | 44 | Jet aeration systems | Maintenance Costs (MC) | Surface and underground drainage | Foul and waste water drainage |  | 5 | 06 | 030 | 000 | 5.06.030
1554 | Ss_50_75_01_51 | 50 | 75 | 01 | 51 | Mechanical aeration systems | Construction Costs (CC) | Surface and underground drainage | Foul and waste water drainage |  | 2 | 06 | 030 | 000 | 2.06.030
1554 | Ss_50_75_01_51 | 50 | 75 | 01 | 51 | Mechanical aeration systems | Renewal Costs (RC) | Surface and underground drainage | Foul and waste water drainage |  | 3 | 06 | 030 | 000 | 3.06.030
1554 | Ss_50_75_01_51 | 50 | 75 | 01 | 51 | Mechanical aeration systems | Maintenance Costs (MC) | Surface and underground drainage | Foul and waste water drainage |  | 5 | 06 | 030 | 000 | 5.06.030
1555 | Ss_50_75_01_90 | 50 | 75 | 01 | 90 | Tray cascade aeration systems | Construction Costs (CC) | Surface and underground drainage | Foul and waste water drainage |  | 2 | 06 | 030 | 000 | 2.06.030
1555 | Ss_50_75_01_90 | 50 | 75 | 01 | 90 | Tray cascade aeration systems | Renewal Costs (RC) | Surface and underground drainage | Foul and waste water drainage |  | 3 | 06 | 030 | 000 | 3.06.030
1555 | Ss_50_75_01_90 | 50 | 75 | 01 | 90 | Tray cascade aeration systems | Maintenance Costs (MC) | Surface and underground drainage | Foul and waste water drainage |  | 5 | 06 | 030 | 000 | 5.06.030
1556 | Ss_50_75_20 | 50 | 75 | 20 |  | Decanting systems | Construction Costs (CC) | Surface and underground drainage | Foul and waste water drainage |  | 2 | 06 | 030 | 000 | 2.06.030
1556 | Ss_50_75_20 | 50 | 75 | 20 |  | Decanting systems | Renewal Costs (RC) | Surface and underground drainage | Foul and waste water drainage |  | 3 | 06 | 030 | 000 | 3.06.030
1556 | Ss_50_75_20 | 50 | 75 | 20 |  | Decanting systems | Maintenance Costs (MC) | Surface and underground drainage | Foul and waste water drainage |  | 5 | 06 | 030 | 000 | 5.06.030
1557 | Ss_50_75_20_96 | 50 | 75 | 20 | 96 | Wastewater decanting systems | Construction Costs (CC) | Surface and underground drainage | Foul and waste water drainage |  | 2 | 06 | 030 | 000 | 2.06.030
1557 | Ss_50_75_20_96 | 50 | 75 | 20 | 96 | Wastewater decanting systems | Renewal Costs (RC) | Surface and underground drainage | Foul and waste water drainage |  | 3 | 06 | 030 | 000 | 3.06.030
1557 | Ss_50_75_20_96 | 50 | 75 | 20 | 96 | Wastewater decanting systems | Maintenance Costs (MC) | Surface and underground drainage | Foul and waste water drainage |  | 5 | 06 | 030 | 000 | 5.06.030
1558 | Ss_50_75_21 | 50 | 75 | 21 |  | Desludging and sludge handling systems | Construction Costs (CC) | Surface and underground drainage | Foul and waste water drainage |  | 2 | 06 | 030 | 000 | 2.06.030
1558 | Ss_50_75_21 | 50 | 75 | 21 |  | Desludging and sludge handling systems | Renewal Costs (RC) | Surface and underground drainage | Foul and waste water drainage |  | 3 | 06 | 030 | 000 | 3.06.030
1558 | Ss_50_75_21 | 50 | 75 | 21 |  | Desludging and sludge handling systems | Maintenance Costs (MC) | Surface and underground drainage | Foul and waste water drainage |  | 5 | 06 | 030 | 000 | 5.06.030
1559 | Ss_50_75_21_20 | 50 | 75 | 21 | 20 | Desludging systems | Construction Costs (CC) | Surface and underground drainage | Foul and waste water drainage |  | 2 | 06 | 030 | 000 | 2.06.030
1559 | Ss_50_75_21_20 | 50 | 75 | 21 | 20 | Desludging systems | Renewal Costs (RC) | Surface and underground drainage | Foul and waste water drainage |  | 3 | 06 | 030 | 000 | 3.06.030
1559 | Ss_50_75_21_20 | 50 | 75 | 21 | 20 | Desludging systems | Maintenance Costs (MC) | Surface and underground drainage | Foul and waste water drainage |  | 5 | 06 | 030 | 000 | 5.06.030
1560 | Ss_50_75_21_75 | 50 | 75 | 21 | 75 | Settlement tank gravity desludging systems | Construction Costs (CC) | Surface and underground drainage | Foul and waste water drainage |  | 2 | 06 | 030 | 000 | 2.06.030
1560 | Ss_50_75_21_75 | 50 | 75 | 21 | 75 | Settlement tank gravity desludging systems | Renewal Costs (RC) | Surface and underground drainage | Foul and waste water drainage |  | 3 | 06 | 030 | 000 | 3.06.030
1560 | Ss_50_75_21_75 | 50 | 75 | 21 | 75 | Settlement tank gravity desludging systems | Maintenance Costs (MC) | Surface and underground drainage | Foul and waste water drainage |  | 5 | 06 | 030 | 000 | 5.06.030
1561 | Ss_50_75_21_80 | 50 | 75 | 21 | 80 | Sludge handling and treatment systems | Construction Costs (CC) | Surface and underground drainage | Foul and waste water drainage |  | 2 | 06 | 030 | 000 | 2.06.030
1561 | Ss_50_75_21_80 | 50 | 75 | 21 | 80 | Sludge handling and treatment systems | Renewal Costs (RC) | Surface and underground drainage | Foul and waste water drainage |  | 3 | 06 | 030 | 000 | 3.06.030
1561 | Ss_50_75_21_80 | 50 | 75 | 21 | 80 | Sludge handling and treatment systems | Maintenance Costs (MC) | Surface and underground drainage | Foul and waste water drainage |  | 5 | 06 | 030 | 000 | 5.06.030
1562 | Ss_50_75_34 | 50 | 75 | 34 |  | Grit treatment and removal systems | Construction Costs (CC) | Surface and underground drainage | Foul and waste water drainage |  | 2 | 06 | 030 | 000 | 2.06.030
1562 | Ss_50_75_34 | 50 | 75 | 34 |  | Grit treatment and removal systems | Renewal Costs (RC) | Surface and underground drainage | Foul and waste water drainage |  | 3 | 06 | 030 | 000 | 3.06.030
1562 | Ss_50_75_34 | 50 | 75 | 34 |  | Grit treatment and removal systems | Maintenance Costs (MC) | Surface and underground drainage | Foul and waste water drainage |  | 5 | 06 | 030 | 000 | 5.06.030
1563 | Ss_50_75_34_16 | 50 | 75 | 34 | 16 | Crossflow grit removal systems | Construction Costs (CC) | Surface and underground drainage | Foul and waste water drainage |  | 2 | 06 | 030 | 000 | 2.06.030
1563 | Ss_50_75_34_16 | 50 | 75 | 34 | 16 | Crossflow grit removal systems | Renewal Costs (RC) | Surface and underground drainage | Foul and waste water drainage |  | 3 | 06 | 030 | 000 | 3.06.030
1563 | Ss_50_75_34_16 | 50 | 75 | 34 | 16 | Crossflow grit removal systems | Maintenance Costs (MC) | Surface and underground drainage | Foul and waste water drainage |  | 5 | 06 | 030 | 000 | 5.06.030
1564 | Ss_50_75_34_60 | 50 | 75 | 34 | 60 | Package grit treatment and removal systems | Construction Costs (CC) | Surface and underground drainage | Foul and waste water drainage |  | 2 | 06 | 030 | 000 | 2.06.030
1564 | Ss_50_75_34_60 | 50 | 75 | 34 | 60 | Package grit treatment and removal systems | Renewal Costs (RC) | Surface and underground drainage | Foul and waste water drainage |  | 3 | 06 | 030 | 000 | 3.06.030
1564 | Ss_50_75_34_60 | 50 | 75 | 34 | 60 | Package grit treatment and removal systems | Maintenance Costs (MC) | Surface and underground drainage | Foul and waste water drainage |  | 5 | 06 | 030 | 000 | 5.06.030
1565 | Ss_50_75_34_94 | 50 | 75 | 34 | 94 | Vortex grit removal systems | Construction Costs (CC) | Surface and underground drainage | Foul and waste water drainage |  | 2 | 06 | 030 | 000 | 2.06.030
1565 | Ss_50_75_34_94 | 50 | 75 | 34 | 94 | Vortex grit removal systems | Renewal Costs (RC) | Surface and underground drainage | Foul and waste water drainage |  | 3 | 06 | 030 | 000 | 3.06.030
1565 | Ss_50_75_34_94 | 50 | 75 | 34 | 94 | Vortex grit removal systems | Maintenance Costs (MC) | Surface and underground drainage | Foul and waste water drainage |  | 5 | 06 | 030 | 000 | 5.06.030
1566 | Ss_50_75_41 | 50 | 75 | 41 |  | Inlet works systems | Construction Costs (CC) | Surface and underground drainage | Foul and waste water drainage |  | 2 | 06 | 030 | 000 | 2.06.030
1566 | Ss_50_75_41 | 50 | 75 | 41 |  | Inlet works systems | Renewal Costs (RC) | Surface and underground drainage | Foul and waste water drainage |  | 3 | 06 | 030 | 000 | 3.06.030
1566 | Ss_50_75_41 | 50 | 75 | 41 |  | Inlet works systems | Maintenance Costs (MC) | Surface and underground drainage | Foul and waste water drainage |  | 5 | 06 | 030 | 000 | 5.06.030
1567 | Ss_50_75_41_15 | 50 | 75 | 41 | 15 | Concrete inlet works systems | Construction Costs (CC) | Surface and underground drainage | Foul and waste water drainage |  | 2 | 06 | 030 | 000 | 2.06.030
1567 | Ss_50_75_41_15 | 50 | 75 | 41 | 15 | Concrete inlet works systems | Renewal Costs (RC) | Surface and underground drainage | Foul and waste water drainage |  | 3 | 06 | 030 | 000 | 3.06.030
1567 | Ss_50_75_41_15 | 50 | 75 | 41 | 15 | Concrete inlet works systems | Maintenance Costs (MC) | Surface and underground drainage | Foul and waste water drainage |  | 5 | 06 | 030 | 000 | 5.06.030
1568 | Ss_50_75_41_60 | 50 | 75 | 41 | 60 | Package inlet works systems | Construction Costs (CC) | Surface and underground drainage | Foul and waste water drainage |  | 2 | 06 | 030 | 000 | 2.06.030
1568 | Ss_50_75_41_60 | 50 | 75 | 41 | 60 | Package inlet works systems | Renewal Costs (RC) | Surface and underground drainage | Foul and waste water drainage |  | 3 | 06 | 030 | 000 | 3.06.030
1568 | Ss_50_75_41_60 | 50 | 75 | 41 | 60 | Package inlet works systems | Maintenance Costs (MC) | Surface and underground drainage | Foul and waste water drainage |  | 5 | 06 | 030 | 000 | 5.06.030
1569 | Ss_50_75_41_66 | 50 | 75 | 41 | 66 | Prefabricated inlet works systems | Construction Costs (CC) | Surface and underground drainage | Foul and waste water drainage |  | 2 | 06 | 030 | 000 | 2.06.030
1569 | Ss_50_75_41_66 | 50 | 75 | 41 | 66 | Prefabricated inlet works systems | Renewal Costs (RC) | Surface and underground drainage | Foul and waste water drainage |  | 3 | 06 | 030 | 000 | 3.06.030
1569 | Ss_50_75_41_66 | 50 | 75 | 41 | 66 | Prefabricated inlet works systems | Maintenance Costs (MC) | Surface and underground drainage | Foul and waste water drainage |  | 5 | 06 | 030 | 000 | 5.06.030
1570 | Ss_50_75_58 | 50 | 75 | 58 |  | Odour control systems | Construction Costs (CC) | Surface and underground drainage | Foul and waste water drainage |  | 2 | 06 | 030 | 000 | 2.06.030
1570 | Ss_50_75_58 | 50 | 75 | 58 |  | Odour control systems | Renewal Costs (RC) | Surface and underground drainage | Foul and waste water drainage |  | 3 | 06 | 030 | 000 | 3.06.030
1570 | Ss_50_75_58 | 50 | 75 | 58 |  | Odour control systems | Maintenance Costs (MC) | Surface and underground drainage | Foul and waste water drainage |  | 5 | 06 | 030 | 000 | 5.06.030
1571 | Ss_50_75_58_07 | 50 | 75 | 58 | 07 | Bio-filtration systems | Construction Costs (CC) | Surface and underground drainage | Foul and waste water drainage |  | 2 | 06 | 030 | 000 | 2.06.030
1571 | Ss_50_75_58_07 | 50 | 75 | 58 | 07 | Bio-filtration systems | Renewal Costs (RC) | Surface and underground drainage | Foul and waste water drainage |  | 3 | 06 | 030 | 000 | 3.06.030
1571 | Ss_50_75_58_07 | 50 | 75 | 58 | 07 | Bio-filtration systems | Maintenance Costs (MC) | Surface and underground drainage | Foul and waste water drainage |  | 5 | 06 | 030 | 000 | 5.06.030
1572 | Ss_50_75_58_08 | 50 | 75 | 58 | 08 | Bio-scrubber systems | Construction Costs (CC) | Surface and underground drainage | Foul and waste water drainage |  | 2 | 06 | 030 | 000 | 2.06.030
1572 | Ss_50_75_58_08 | 50 | 75 | 58 | 08 | Bio-scrubber systems | Renewal Costs (RC) | Surface and underground drainage | Foul and waste water drainage |  | 3 | 06 | 030 | 000 | 3.06.030
1572 | Ss_50_75_58_08 | 50 | 75 | 58 | 08 | Bio-scrubber systems | Maintenance Costs (MC) | Surface and underground drainage | Foul and waste water drainage |  | 5 | 06 | 030 | 000 | 5.06.030
1573 | Ss_50_75_58_11 | 50 | 75 | 58 | 11 | Catalytic iron filter systems | Construction Costs (CC) | Surface and underground drainage | Foul and waste water drainage |  | 2 | 06 | 030 | 000 | 2.06.030
1573 | Ss_50_75_58_11 | 50 | 75 | 58 | 11 | Catalytic iron filter systems | Renewal Costs (RC) | Surface and underground drainage | Foul and waste water drainage |  | 3 | 06 | 030 | 000 | 3.06.030
1573 | Ss_50_75_58_11 | 50 | 75 | 58 | 11 | Catalytic iron filter systems | Maintenance Costs (MC) | Surface and underground drainage | Foul and waste water drainage |  | 5 | 06 | 030 | 000 | 5.06.030
1574 | Ss_50_75_58_23 | 50 | 75 | 58 | 23 | Dry installation systems | Construction Costs (CC) | Surface and underground drainage | Foul and waste water drainage |  | 2 | 06 | 030 | 000 | 2.06.030
1574 | Ss_50_75_58_23 | 50 | 75 | 58 | 23 | Dry installation systems | Renewal Costs (RC) | Surface and underground drainage | Foul and waste water drainage |  | 3 | 06 | 030 | 000 | 3.06.030
1574 | Ss_50_75_58_23 | 50 | 75 | 58 | 23 | Dry installation systems | Maintenance Costs (MC) | Surface and underground drainage | Foul and waste water drainage |  | 5 | 06 | 030 | 000 | 5.06.030
1575 | Ss_50_75_58_96 | 50 | 75 | 58 | 96 | Wet scrubber systems | Construction Costs (CC) | Surface and underground drainage | Foul and waste water drainage |  | 2 | 06 | 030 | 000 | 2.06.030
1575 | Ss_50_75_58_96 | 50 | 75 | 58 | 96 | Wet scrubber systems | Renewal Costs (RC) | Surface and underground drainage | Foul and waste water drainage |  | 3 | 06 | 030 | 000 | 3.06.030
1575 | Ss_50_75_58_96 | 50 | 75 | 58 | 96 | Wet scrubber systems | Maintenance Costs (MC) | Surface and underground drainage | Foul and waste water drainage |  | 5 | 06 | 030 | 000 | 5.06.030
1576 | Ss_50_75_67 | 50 | 75 | 67 |  | Primary sewage treatment and final settlement systems | Construction Costs (CC) | Surface and underground drainage | Foul and waste water drainage |  | 2 | 06 | 030 | 000 | 2.06.030
1576 | Ss_50_75_67 | 50 | 75 | 67 |  | Primary sewage treatment and final settlement systems | Renewal Costs (RC) | Surface and underground drainage | Foul and waste water drainage |  | 3 | 06 | 030 | 000 | 3.06.030
1576 | Ss_50_75_67 | 50 | 75 | 67 |  | Primary sewage treatment and final settlement systems | Maintenance Costs (MC) | Surface and underground drainage | Foul and waste water drainage |  | 5 | 06 | 030 | 000 | 5.06.030
1577 | Ss_50_75_67_38 | 50 | 75 | 67 | 38 | Horizontal flow tank systems | Construction Costs (CC) | Surface and underground drainage | Foul and waste water drainage |  | 2 | 06 | 030 | 000 | 2.06.030
1577 | Ss_50_75_67_38 | 50 | 75 | 67 | 38 | Horizontal flow tank systems | Renewal Costs (RC) | Surface and underground drainage | Foul and waste water drainage |  | 3 | 06 | 030 | 000 | 3.06.030
1577 | Ss_50_75_67_38 | 50 | 75 | 67 | 38 | Horizontal flow tank systems | Maintenance Costs (MC) | Surface and underground drainage | Foul and waste water drainage |  | 5 | 06 | 030 | 000 | 5.06.030
1578 | Ss_50_75_67_46 | 50 | 75 | 67 | 46 | Lamella tank systems | Construction Costs (CC) | Surface and underground drainage | Foul and waste water drainage |  | 2 | 06 | 030 | 000 | 2.06.030
1578 | Ss_50_75_67_46 | 50 | 75 | 67 | 46 | Lamella tank systems | Renewal Costs (RC) | Surface and underground drainage | Foul and waste water drainage |  | 3 | 06 | 030 | 000 | 3.06.030
1578 | Ss_50_75_67_46 | 50 | 75 | 67 | 46 | Lamella tank systems | Maintenance Costs (MC) | Surface and underground drainage | Foul and waste water drainage |  | 5 | 06 | 030 | 000 | 5.06.030
1579 | Ss_50_75_67_70 | 50 | 75 | 67 | 70 | Radial flow tank systems | Construction Costs (CC) | Surface and underground drainage | Foul and waste water drainage |  | 2 | 06 | 030 | 000 | 2.06.030
1579 | Ss_50_75_67_70 | 50 | 75 | 67 | 70 | Radial flow tank systems | Renewal Costs (RC) | Surface and underground drainage | Foul and waste water drainage |  | 3 | 06 | 030 | 000 | 3.06.030
1579 | Ss_50_75_67_70 | 50 | 75 | 67 | 70 | Radial flow tank systems | Maintenance Costs (MC) | Surface and underground drainage | Foul and waste water drainage |  | 5 | 06 | 030 | 000 | 5.06.030
1580 | Ss_50_75_75 | 50 | 75 | 75 |  | Scum removal systems | Construction Costs (CC) | Surface and underground drainage | Foul and waste water drainage |  | 2 | 06 | 030 | 000 | 2.06.030
1580 | Ss_50_75_75 | 50 | 75 | 75 |  | Scum removal systems | Renewal Costs (RC) | Surface and underground drainage | Foul and waste water drainage |  | 3 | 06 | 030 | 000 | 3.06.030
1580 | Ss_50_75_75 | 50 | 75 | 75 |  | Scum removal systems | Maintenance Costs (MC) | Surface and underground drainage | Foul and waste water drainage |  | 5 | 06 | 030 | 000 | 5.06.030
1581 | Ss_50_75_75_96 | 50 | 75 | 75 | 96 | Wastewater scum removal systems | Construction Costs (CC) | Surface and underground drainage | Foul and waste water drainage |  | 2 | 06 | 030 | 000 | 2.06.030
1581 | Ss_50_75_75_96 | 50 | 75 | 75 | 96 | Wastewater scum removal systems | Renewal Costs (RC) | Surface and underground drainage | Foul and waste water drainage |  | 3 | 06 | 030 | 000 | 3.06.030
1581 | Ss_50_75_75_96 | 50 | 75 | 75 | 96 | Wastewater scum removal systems | Maintenance Costs (MC) | Surface and underground drainage | Foul and waste water drainage |  | 5 | 06 | 030 | 000 | 5.06.030
1582 | Ss_50_75_77 | 50 | 75 | 77 |  | Secondary sewage treatment systems | Construction Costs (CC) | Surface and underground drainage | Foul and waste water drainage |  | 2 | 06 | 030 | 000 | 2.06.030
1582 | Ss_50_75_77 | 50 | 75 | 77 |  | Secondary sewage treatment systems | Renewal Costs (RC) | Surface and underground drainage | Foul and waste water drainage |  | 3 | 06 | 030 | 000 | 3.06.030
1582 | Ss_50_75_77 | 50 | 75 | 77 |  | Secondary sewage treatment systems | Maintenance Costs (MC) | Surface and underground drainage | Foul and waste water drainage |  | 5 | 06 | 030 | 000 | 5.06.030
1583 | Ss_50_75_77_01 | 50 | 75 | 77 | 01 | Activated sludge aeration tank systems | Construction Costs (CC) | Surface and underground drainage | Foul and waste water drainage |  | 2 | 06 | 030 | 000 | 2.06.030
1583 | Ss_50_75_77_01 | 50 | 75 | 77 | 01 | Activated sludge aeration tank systems | Renewal Costs (RC) | Surface and underground drainage | Foul and waste water drainage |  | 3 | 06 | 030 | 000 | 3.06.030
1583 | Ss_50_75_77_01 | 50 | 75 | 77 | 01 | Activated sludge aeration tank systems | Maintenance Costs (MC) | Surface and underground drainage | Foul and waste water drainage |  | 5 | 06 | 030 | 000 | 5.06.030
1584 | Ss_50_75_77_07 | 50 | 75 | 77 | 07 | Biological filter tank systems | Construction Costs (CC) | Surface and underground drainage | Foul and waste water drainage |  | 2 | 06 | 030 | 000 | 2.06.030
1584 | Ss_50_75_77_07 | 50 | 75 | 77 | 07 | Biological filter tank systems | Renewal Costs (RC) | Surface and underground drainage | Foul and waste water drainage |  | 3 | 06 | 030 | 000 | 3.06.030
1584 | Ss_50_75_77_07 | 50 | 75 | 77 | 07 | Biological filter tank systems | Maintenance Costs (MC) | Surface and underground drainage | Foul and waste water drainage |  | 5 | 06 | 030 | 000 | 5.06.030
1585 | Ss_50_75_92 | 50 | 75 | 92 |  | Wastewater chemical dosing systems | Construction Costs (CC) | Surface and underground drainage | Foul and waste water drainage |  | 2 | 06 | 030 | 000 | 2.06.030
1585 | Ss_50_75_92 | 50 | 75 | 92 |  | Wastewater chemical dosing systems | Renewal Costs (RC) | Surface and underground drainage | Foul and waste water drainage |  | 3 | 06 | 030 | 000 | 3.06.030
1585 | Ss_50_75_92 | 50 | 75 | 92 |  | Wastewater chemical dosing systems | Maintenance Costs (MC) | Surface and underground drainage | Foul and waste water drainage |  | 5 | 06 | 030 | 000 | 5.06.030
1586 | Ss_50_75_92_13 | 50 | 75 | 92 | 13 | Chemical dosing systems | Construction Costs (CC) | Surface and underground drainage | Foul and waste water drainage |  | 2 | 06 | 030 | 000 | 2.06.030
1586 | Ss_50_75_92_13 | 50 | 75 | 92 | 13 | Chemical dosing systems | Renewal Costs (RC) | Surface and underground drainage | Foul and waste water drainage |  | 3 | 06 | 030 | 000 | 3.06.030
1586 | Ss_50_75_92_13 | 50 | 75 | 92 | 13 | Chemical dosing systems | Maintenance Costs (MC) | Surface and underground drainage | Foul and waste water drainage |  | 5 | 06 | 030 | 000 | 5.06.030
1587 | Ss_50_75_93 | 50 | 75 | 93 |  | Wastewater filtration systems | Construction Costs (CC) | Surface and underground drainage | Foul and waste water drainage |  | 2 | 06 | 030 | 000 | 2.06.030
1587 | Ss_50_75_93 | 50 | 75 | 93 |  | Wastewater filtration systems | Renewal Costs (RC) | Surface and underground drainage | Foul and waste water drainage |  | 3 | 06 | 030 | 000 | 3.06.030
1587 | Ss_50_75_93 | 50 | 75 | 93 |  | Wastewater filtration systems | Maintenance Costs (MC) | Surface and underground drainage | Foul and waste water drainage |  | 5 | 06 | 030 | 000 | 5.06.030
1588 | Ss_50_75_93_02 | 50 | 75 | 93 | 02 | Aggregate filtration systems | Construction Costs (CC) | Surface and underground drainage | Foul and waste water drainage |  | 2 | 06 | 030 | 000 | 2.06.030
1588 | Ss_50_75_93_02 | 50 | 75 | 93 | 02 | Aggregate filtration systems | Renewal Costs (RC) | Surface and underground drainage | Foul and waste water drainage |  | 3 | 06 | 030 | 000 | 3.06.030
1588 | Ss_50_75_93_02 | 50 | 75 | 93 | 02 | Aggregate filtration systems | Maintenance Costs (MC) | Surface and underground drainage | Foul and waste water drainage |  | 5 | 06 | 030 | 000 | 5.06.030
1589 | Ss_50_75_93_07 | 50 | 75 | 93 | 07 | Biological percolating filter tiling systems | Construction Costs (CC) | Surface and underground drainage | Foul and waste water drainage |  | 2 | 06 | 030 | 000 | 2.06.030
1589 | Ss_50_75_93_07 | 50 | 75 | 93 | 07 | Biological percolating filter tiling systems | Renewal Costs (RC) | Surface and underground drainage | Foul and waste water drainage |  | 3 | 06 | 030 | 000 | 3.06.030
1589 | Ss_50_75_93_07 | 50 | 75 | 93 | 07 | Biological percolating filter tiling systems | Maintenance Costs (MC) | Surface and underground drainage | Foul and waste water drainage |  | 5 | 06 | 030 | 000 | 5.06.030
1590 | Ss_50_75_93_52 | 50 | 75 | 93 | 52 | Membrane filtration systems | Construction Costs (CC) | Surface and underground drainage | Foul and waste water drainage |  | 2 | 06 | 030 | 000 | 2.06.030
1590 | Ss_50_75_93_52 | 50 | 75 | 93 | 52 | Membrane filtration systems | Renewal Costs (RC) | Surface and underground drainage | Foul and waste water drainage |  | 3 | 06 | 030 | 000 | 3.06.030
1590 | Ss_50_75_93_52 | 50 | 75 | 93 | 52 | Membrane filtration systems | Maintenance Costs (MC) | Surface and underground drainage | Foul and waste water drainage |  | 5 | 06 | 030 | 000 | 5.06.030
1591 | Ss_50_75_94 | 50 | 75 | 94 |  | Wastewater screenings handling systems | Construction Costs (CC) | Surface and underground drainage | Foul and waste water drainage |  | 2 | 06 | 030 | 000 | 2.06.030
1591 | Ss_50_75_94 | 50 | 75 | 94 |  | Wastewater screenings handling systems | Renewal Costs (RC) | Surface and underground drainage | Foul and waste water drainage |  | 3 | 06 | 030 | 000 | 3.06.030
1591 | Ss_50_75_94 | 50 | 75 | 94 |  | Wastewater screenings handling systems | Maintenance Costs (MC) | Surface and underground drainage | Foul and waste water drainage |  | 5 | 06 | 030 | 000 | 5.06.030
1592 | Ss_50_75_94_16 | 50 | 75 | 94 | 16 | Combined screenings capture and handling systems | Construction Costs (CC) | Surface and underground drainage | Foul and waste water drainage |  | 2 | 06 | 030 | 000 | 2.06.030
1592 | Ss_50_75_94_16 | 50 | 75 | 94 | 16 | Combined screenings capture and handling systems | Renewal Costs (RC) | Surface and underground drainage | Foul and waste water drainage |  | 3 | 06 | 030 | 000 | 3.06.030
1592 | Ss_50_75_94_16 | 50 | 75 | 94 | 16 | Combined screenings capture and handling systems | Maintenance Costs (MC) | Surface and underground drainage | Foul and waste water drainage |  | 5 | 06 | 030 | 000 | 5.06.030
1593 | Ss_50_75_94_56 | 50 | 75 | 94 | 56 | Non-powered screening systems | Construction Costs (CC) | Surface and underground drainage | Foul and waste water drainage |  | 2 | 06 | 030 | 000 | 2.06.030
1593 | Ss_50_75_94_56 | 50 | 75 | 94 | 56 | Non-powered screening systems | Renewal Costs (RC) | Surface and underground drainage | Foul and waste water drainage |  | 3 | 06 | 030 | 000 | 3.06.030
1593 | Ss_50_75_94_56 | 50 | 75 | 94 | 56 | Non-powered screening systems | Maintenance Costs (MC) | Surface and underground drainage | Foul and waste water drainage |  | 5 | 06 | 030 | 000 | 5.06.030
1594 | Ss_50_75_94_64 | 50 | 75 | 94 | 64 | Powered screenings capture and handling systems | Construction Costs (CC) | Surface and underground drainage | Foul and waste water drainage |  | 2 | 06 | 030 | 000 | 2.06.030
1594 | Ss_50_75_94_64 | 50 | 75 | 94 | 64 | Powered screenings capture and handling systems | Renewal Costs (RC) | Surface and underground drainage | Foul and waste water drainage |  | 3 | 06 | 030 | 000 | 3.06.030
1594 | Ss_50_75_94_64 | 50 | 75 | 94 | 64 | Powered screenings capture and handling systems | Maintenance Costs (MC) | Surface and underground drainage | Foul and waste water drainage |  | 5 | 06 | 030 | 000 | 5.06.030
1595 | Ss_50_75_95 | 50 | 75 | 95 |  | Wastewater supply systems | Construction Costs (CC) | Surface and underground drainage | Foul and waste water drainage |  | 2 | 06 | 030 | 000 | 2.06.030
1595 | Ss_50_75_95 | 50 | 75 | 95 |  | Wastewater supply systems | Renewal Costs (RC) | Surface and underground drainage | Foul and waste water drainage |  | 3 | 06 | 030 | 000 | 3.06.030
1595 | Ss_50_75_95 | 50 | 75 | 95 |  | Wastewater supply systems | Maintenance Costs (MC) | Surface and underground drainage | Foul and waste water drainage |  | 5 | 06 | 030 | 000 | 5.06.030
1596 | Ss_50_75_95_67 | 50 | 75 | 95 | 67 | Pumped wastewater supply systems | Construction Costs (CC) | Surface and underground drainage | Foul and waste water drainage |  | 2 | 06 | 030 | 000 | 2.06.030
1596 | Ss_50_75_95_67 | 50 | 75 | 95 | 67 | Pumped wastewater supply systems | Renewal Costs (RC) | Surface and underground drainage | Foul and waste water drainage |  | 3 | 06 | 030 | 000 | 3.06.030
1596 | Ss_50_75_95_67 | 50 | 75 | 95 | 67 | Pumped wastewater supply systems | Maintenance Costs (MC) | Surface and underground drainage | Foul and waste water drainage |  | 5 | 06 | 030 | 000 | 5.06.030
1597 | Ss_50_75_98 | 50 | 75 | 98 |  | Wastewater tank systems | Construction Costs (CC) | Surface and underground drainage | Foul and waste water drainage |  | 2 | 06 | 030 | 000 | 2.06.030
1597 | Ss_50_75_98 | 50 | 75 | 98 |  | Wastewater tank systems | Renewal Costs (RC) | Surface and underground drainage | Foul and waste water drainage |  | 3 | 06 | 030 | 000 | 3.06.030
1597 | Ss_50_75_98 | 50 | 75 | 98 |  | Wastewater tank systems | Maintenance Costs (MC) | Surface and underground drainage | Foul and waste water drainage |  | 5 | 06 | 030 | 000 | 5.06.030
1598 | Ss_50_75_98_96 | 50 | 75 | 98 | 96 | Wastewater tank flushing systems | Construction Costs (CC) | Surface and underground drainage | Foul and waste water drainage |  | 2 | 06 | 030 | 000 | 2.06.030
1598 | Ss_50_75_98_96 | 50 | 75 | 98 | 96 | Wastewater tank flushing systems | Renewal Costs (RC) | Surface and underground drainage | Foul and waste water drainage |  | 3 | 06 | 030 | 000 | 3.06.030
1598 | Ss_50_75_98_96 | 50 | 75 | 98 | 96 | Wastewater tank flushing systems | Maintenance Costs (MC) | Surface and underground drainage | Foul and waste water drainage |  | 5 | 06 | 030 | 000 | 5.06.030
1599 | Ss_50_80 | 50 | 80 |  |  | Solid waste storage, treatment and disposal systems | Construction Costs (CC) | Surface and underground drainage | Foul and waste water drainage |  | 2 | 06 | 030 | 000 | 2.06.030
1599 | Ss_50_80 | 50 | 80 |  |  | Solid waste storage, treatment and disposal systems | Renewal Costs (RC) | Surface and underground drainage | Foul and waste water drainage |  | 3 | 06 | 030 | 000 | 3.06.030
1599 | Ss_50_80 | 50 | 80 |  |  | Solid waste storage, treatment and disposal systems | Maintenance Costs (MC) | Surface and underground drainage | Foul and waste water drainage |  | 5 | 06 | 030 | 000 | 5.06.030
1600 | Ss_50_80_40 | 50 | 80 | 40 |  | Incinerator systems | Construction Costs (CC) | Surface and underground drainage | Foul and waste water drainage |  | 2 | 06 | 030 | 000 | 2.06.030
1600 | Ss_50_80_40 | 50 | 80 | 40 |  | Incinerator systems | Renewal Costs (RC) | Surface and underground drainage | Foul and waste water drainage |  | 3 | 06 | 030 | 000 | 3.06.030
1600 | Ss_50_80_40 | 50 | 80 | 40 |  | Incinerator systems | Maintenance Costs (MC) | Surface and underground drainage | Foul and waste water drainage |  | 5 | 06 | 030 | 000 | 5.06.030
1601 | Ss_50_80_80 | 50 | 80 | 80 |  | Solid waste compacting systems | Construction Costs (CC) | Surface and underground drainage | Foul and waste water drainage |  | 2 | 06 | 030 | 000 | 2.06.030
1601 | Ss_50_80_80 | 50 | 80 | 80 |  | Solid waste compacting systems | Renewal Costs (RC) | Surface and underground drainage | Foul and waste water drainage |  | 3 | 06 | 030 | 000 | 3.06.030
1601 | Ss_50_80_80 | 50 | 80 | 80 |  | Solid waste compacting systems | Maintenance Costs (MC) | Surface and underground drainage | Foul and waste water drainage |  | 5 | 06 | 030 | 000 | 5.06.030
1602 | Ss_50_80_80_96 | 50 | 80 | 80 | 96 | Waste compactor systems | Construction Costs (CC) | Surface and underground drainage | Foul and waste water drainage |  | 2 | 06 | 030 | 000 | 2.06.030
1602 | Ss_50_80_80_96 | 50 | 80 | 80 | 96 | Waste compactor systems | Renewal Costs (RC) | Surface and underground drainage | Foul and waste water drainage |  | 3 | 06 | 030 | 000 | 3.06.030
1602 | Ss_50_80_80_96 | 50 | 80 | 80 | 96 | Waste compactor systems | Maintenance Costs (MC) | Surface and underground drainage | Foul and waste water drainage |  | 5 | 06 | 030 | 000 | 5.06.030
1603 | Ss_50_80_82 | 50 | 80 | 82 |  | Solid waste sorting systems | Construction Costs (CC) | Surface and underground drainage | Foul and waste water drainage |  | 2 | 06 | 030 | 000 | 2.06.030
1603 | Ss_50_80_82 | 50 | 80 | 82 |  | Solid waste sorting systems | Renewal Costs (RC) | Surface and underground drainage | Foul and waste water drainage |  | 3 | 06 | 030 | 000 | 3.06.030
1603 | Ss_50_80_82 | 50 | 80 | 82 |  | Solid waste sorting systems | Maintenance Costs (MC) | Surface and underground drainage | Foul and waste water drainage |  | 5 | 06 | 030 | 000 | 5.06.030
1604 | Ss_50_80_96 | 50 | 80 | 96 |  | Weighbridge systems | Construction Costs (CC) | Surface and underground drainage | Foul and waste water drainage |  | 2 | 06 | 030 | 000 | 2.06.030
1604 | Ss_50_80_96 | 50 | 80 | 96 |  | Weighbridge systems | Renewal Costs (RC) | Surface and underground drainage | Foul and waste water drainage |  | 3 | 06 | 030 | 000 | 3.06.030
1604 | Ss_50_80_96 | 50 | 80 | 96 |  | Weighbridge systems | Maintenance Costs (MC) | Surface and underground drainage | Foul and waste water drainage |  | 5 | 06 | 030 | 000 | 5.06.030
1605 | Ss_50_80_96_00 | 50 | 80 | 96 | 00 | Above ground weighbridge systems | Construction Costs (CC) | Surface and underground drainage | Foul and waste water drainage |  | 2 | 06 | 030 | 000 | 2.06.030
1605 | Ss_50_80_96_00 | 50 | 80 | 96 | 00 | Above ground weighbridge systems | Renewal Costs (RC) | Surface and underground drainage | Foul and waste water drainage |  | 3 | 06 | 030 | 000 | 3.06.030
1605 | Ss_50_80_96_00 | 50 | 80 | 96 | 00 | Above ground weighbridge systems | Maintenance Costs (MC) | Surface and underground drainage | Foul and waste water drainage |  | 5 | 06 | 030 | 000 | 5.06.030
1606 | Ss_50_80_96_63 | 50 | 80 | 96 | 63 | Pit weighbridge systems | Construction Costs (CC) | Surface and underground drainage | Foul and waste water drainage |  | 2 | 06 | 030 | 000 | 2.06.030
1606 | Ss_50_80_96_63 | 50 | 80 | 96 | 63 | Pit weighbridge systems | Renewal Costs (RC) | Surface and underground drainage | Foul and waste water drainage |  | 3 | 06 | 030 | 000 | 3.06.030
1606 | Ss_50_80_96_63 | 50 | 80 | 96 | 63 | Pit weighbridge systems | Maintenance Costs (MC) | Surface and underground drainage | Foul and waste water drainage |  | 5 | 06 | 030 | 000 | 5.06.030
1607 | Ss_50_95 | 50 | 95 |  |  | Temporary disposal systems | Construction Costs (CC) | Surface and underground drainage | Foul and waste water drainage |  | 2 | 06 | 030 | 000 | 2.06.030
1607 | Ss_50_95 | 50 | 95 |  |  | Temporary disposal systems | Renewal Costs (RC) | Surface and underground drainage | Foul and waste water drainage |  | 3 | 06 | 030 | 000 | 3.06.030
1607 | Ss_50_95 | 50 | 95 |  |  | Temporary disposal systems | Maintenance Costs (MC) | Surface and underground drainage | Foul and waste water drainage |  | 5 | 06 | 030 | 000 | 5.06.030
1608 | Ss_55 | 55 |  |  |  | Piped supply systems | Construction Costs (CC) | Services and equipment | Mechanical systems |  | 2 | 05 | 010 | 000 | 2.05.010
1608 | Ss_55 | 55 |  |  |  | Piped supply systems | Renewal Costs (RC) | Services and equipment | Mechanical systems |  | 3 | 05 | 010 | 000 | 3.05.010
1608 | Ss_55 | 55 |  |  |  | Piped supply systems | Maintenance Costs (MC) | Services and equipment | Mechanical systems |  | 5 | 05 | 010 | 000 | 5.05.010
1609 | Ss_55_05 | 55 | 05 |  |  | Gas extraction, treatment and storage systems | Construction Costs (CC) | Services and equipment | Mechanical systems |  | 2 | 05 | 010 | 000 | 2.05.010
1609 | Ss_55_05 | 55 | 05 |  |  | Gas extraction, treatment and storage systems | Renewal Costs (RC) | Services and equipment | Mechanical systems |  | 3 | 05 | 010 | 000 | 3.05.010
1609 | Ss_55_05 | 55 | 05 |  |  | Gas extraction, treatment and storage systems | Maintenance Costs (MC) | Services and equipment | Mechanical systems |  | 5 | 05 | 010 | 000 | 5.05.010
1610 | Ss_55_05_30 | 55 | 05 | 30 |  | Gas extraction systems | Construction Costs (CC) | Services and equipment | Mechanical systems |  | 2 | 05 | 010 | 000 | 2.05.010
1610 | Ss_55_05_30 | 55 | 05 | 30 |  | Gas extraction systems | Renewal Costs (RC) | Services and equipment | Mechanical systems |  | 3 | 05 | 010 | 000 | 3.05.010
1610 | Ss_55_05_30 | 55 | 05 | 30 |  | Gas extraction systems | Maintenance Costs (MC) | Services and equipment | Mechanical systems |  | 5 | 05 | 010 | 000 | 5.05.010
1611 | Ss_55_05_75 | 55 | 05 | 75 |  | Gas storage tank systems | Construction Costs (CC) | Services and equipment | Mechanical systems |  | 2 | 05 | 010 | 000 | 2.05.010
1611 | Ss_55_05_75 | 55 | 05 | 75 |  | Gas storage tank systems | Renewal Costs (RC) | Services and equipment | Mechanical systems |  | 3 | 05 | 010 | 000 | 3.05.010
1611 | Ss_55_05_75 | 55 | 05 | 75 |  | Gas storage tank systems | Maintenance Costs (MC) | Services and equipment | Mechanical systems |  | 5 | 05 | 010 | 000 | 5.05.010
1612 | Ss_55_05_85 | 55 | 05 | 85 |  | Gas treatment systems | Construction Costs (CC) | Services and equipment | Mechanical systems |  | 2 | 05 | 010 | 000 | 2.05.010
1612 | Ss_55_05_85 | 55 | 05 | 85 |  | Gas treatment systems | Renewal Costs (RC) | Services and equipment | Mechanical systems |  | 3 | 05 | 010 | 000 | 3.05.010
1612 | Ss_55_05_85 | 55 | 05 | 85 |  | Gas treatment systems | Maintenance Costs (MC) | Services and equipment | Mechanical systems |  | 5 | 05 | 010 | 000 | 5.05.010
1613 | Ss_55_05_95 | 55 | 05 | 95 |  | Gas well systems | Construction Costs (CC) | Services and equipment | Mechanical systems |  | 2 | 05 | 010 | 000 | 2.05.010
1613 | Ss_55_05_95 | 55 | 05 | 95 |  | Gas well systems | Renewal Costs (RC) | Services and equipment | Mechanical systems |  | 3 | 05 | 010 | 000 | 3.05.010
1613 | Ss_55_05_95 | 55 | 05 | 95 |  | Gas well systems | Maintenance Costs (MC) | Services and equipment | Mechanical systems |  | 5 | 05 | 010 | 000 | 5.05.010
1614 | Ss_55_10 | 55 | 10 |  |  | Liquid fuel extraction, treatment and storage systems | Construction Costs (CC) | Services and equipment | Mechanical systems |  | 2 | 05 | 010 | 000 | 2.05.010
1614 | Ss_55_10 | 55 | 10 |  |  | Liquid fuel extraction, treatment and storage systems | Renewal Costs (RC) | Services and equipment | Mechanical systems |  | 3 | 05 | 010 | 000 | 3.05.010
1614 | Ss_55_10 | 55 | 10 |  |  | Liquid fuel extraction, treatment and storage systems | Maintenance Costs (MC) | Services and equipment | Mechanical systems |  | 5 | 05 | 010 | 000 | 5.05.010
1615 | Ss_55_10_70 | 55 | 10 | 70 |  | Liquid fuel extraction systems | Construction Costs (CC) | Services and equipment | Mechanical systems |  | 2 | 05 | 010 | 000 | 2.05.010
1615 | Ss_55_10_70 | 55 | 10 | 70 |  | Liquid fuel extraction systems | Renewal Costs (RC) | Services and equipment | Mechanical systems |  | 3 | 05 | 010 | 000 | 3.05.010
1615 | Ss_55_10_70 | 55 | 10 | 70 |  | Liquid fuel extraction systems | Maintenance Costs (MC) | Services and equipment | Mechanical systems |  | 5 | 05 | 010 | 000 | 5.05.010
1616 | Ss_55_10_75 | 55 | 10 | 75 |  | Liquid fuel storage tank systems | Construction Costs (CC) | Services and equipment | Mechanical systems |  | 2 | 05 | 010 | 000 | 2.05.010
1616 | Ss_55_10_75 | 55 | 10 | 75 |  | Liquid fuel storage tank systems | Renewal Costs (RC) | Services and equipment | Mechanical systems |  | 3 | 05 | 010 | 000 | 3.05.010
1616 | Ss_55_10_75 | 55 | 10 | 75 |  | Liquid fuel storage tank systems | Maintenance Costs (MC) | Services and equipment | Mechanical systems |  | 5 | 05 | 010 | 000 | 5.05.010
1617 | Ss_55_10_85 | 55 | 10 | 85 |  | Liquid fuel treatment systems | Construction Costs (CC) | Services and equipment | Mechanical systems |  | 2 | 05 | 010 | 000 | 2.05.010
1617 | Ss_55_10_85 | 55 | 10 | 85 |  | Liquid fuel treatment systems | Renewal Costs (RC) | Services and equipment | Mechanical systems |  | 3 | 05 | 010 | 000 | 3.05.010
1617 | Ss_55_10_85 | 55 | 10 | 85 |  | Liquid fuel treatment systems | Maintenance Costs (MC) | Services and equipment | Mechanical systems |  | 5 | 05 | 010 | 000 | 5.05.010
1618 | Ss_55_10_95 | 55 | 10 | 95 |  | Liquid fuel well systems | Construction Costs (CC) | Services and equipment | Mechanical systems |  | 2 | 05 | 010 | 000 | 2.05.010
1618 | Ss_55_10_95 | 55 | 10 | 95 |  | Liquid fuel well systems | Renewal Costs (RC) | Services and equipment | Mechanical systems |  | 3 | 05 | 010 | 000 | 3.05.010
1618 | Ss_55_10_95 | 55 | 10 | 95 |  | Liquid fuel well systems | Maintenance Costs (MC) | Services and equipment | Mechanical systems |  | 5 | 05 | 010 | 000 | 5.05.010
1619 | Ss_55_15 | 55 | 15 |  |  | Water extraction, treatment and storage systems | Construction Costs (CC) | Services and equipment | Mechanical systems |  | 2 | 05 | 010 | 000 | 2.05.010
1619 | Ss_55_15 | 55 | 15 |  |  | Water extraction, treatment and storage systems | Renewal Costs (RC) | Services and equipment | Mechanical systems |  | 3 | 05 | 010 | 000 | 3.05.010
1619 | Ss_55_15 | 55 | 15 |  |  | Water extraction, treatment and storage systems | Maintenance Costs (MC) | Services and equipment | Mechanical systems |  | 5 | 05 | 010 | 000 | 5.05.010
1620 | Ss_55_15_65 | 55 | 15 | 65 |  | Potable water storage tank systems | Construction Costs (CC) | Services and equipment | Mechanical systems |  | 2 | 05 | 010 | 000 | 2.05.010
1620 | Ss_55_15_65 | 55 | 15 | 65 |  | Potable water storage tank systems | Renewal Costs (RC) | Services and equipment | Mechanical systems |  | 3 | 05 | 010 | 000 | 3.05.010
1620 | Ss_55_15_65 | 55 | 15 | 65 |  | Potable water storage tank systems | Maintenance Costs (MC) | Services and equipment | Mechanical systems |  | 5 | 05 | 010 | 000 | 5.05.010
1621 | Ss_55_15_65_15 | 55 | 15 | 65 | 15 | Concrete potable water storage systems | Construction Costs (CC) | Services and equipment | Mechanical systems |  | 2 | 05 | 010 | 000 | 2.05.010
1621 | Ss_55_15_65_15 | 55 | 15 | 65 | 15 | Concrete potable water storage systems | Renewal Costs (RC) | Services and equipment | Mechanical systems |  | 3 | 05 | 010 | 000 | 3.05.010
1621 | Ss_55_15_65_15 | 55 | 15 | 65 | 15 | Concrete potable water storage systems | Maintenance Costs (MC) | Services and equipment | Mechanical systems |  | 5 | 05 | 010 | 000 | 5.05.010
1622 | Ss_55_15_65_65 | 55 | 15 | 65 | 65 | Plastics potable water storage systems | Construction Costs (CC) | Services and equipment | Mechanical systems |  | 2 | 05 | 010 | 000 | 2.05.010
1622 | Ss_55_15_65_65 | 55 | 15 | 65 | 65 | Plastics potable water storage systems | Renewal Costs (RC) | Services and equipment | Mechanical systems |  | 3 | 05 | 010 | 000 | 3.05.010
1622 | Ss_55_15_65_65 | 55 | 15 | 65 | 65 | Plastics potable water storage systems | Maintenance Costs (MC) | Services and equipment | Mechanical systems |  | 5 | 05 | 010 | 000 | 5.05.010
1623 | Ss_55_15_65_72 | 55 | 15 | 65 | 72 | Reinforced concrete potable water storage systems | Construction Costs (CC) | Services and equipment | Mechanical systems |  | 2 | 05 | 010 | 000 | 2.05.010
1623 | Ss_55_15_65_72 | 55 | 15 | 65 | 72 | Reinforced concrete potable water storage systems | Renewal Costs (RC) | Services and equipment | Mechanical systems |  | 3 | 05 | 010 | 000 | 3.05.010
1623 | Ss_55_15_65_72 | 55 | 15 | 65 | 72 | Reinforced concrete potable water storage systems | Maintenance Costs (MC) | Services and equipment | Mechanical systems |  | 5 | 05 | 010 | 000 | 5.05.010
1624 | Ss_55_15_65_84 | 55 | 15 | 65 | 84 | Steel framed potable water storage systems | Construction Costs (CC) | Services and equipment | Mechanical systems |  | 2 | 05 | 010 | 000 | 2.05.010
1624 | Ss_55_15_65_84 | 55 | 15 | 65 | 84 | Steel framed potable water storage systems | Renewal Costs (RC) | Services and equipment | Mechanical systems |  | 3 | 05 | 010 | 000 | 3.05.010
1624 | Ss_55_15_65_84 | 55 | 15 | 65 | 84 | Steel framed potable water storage systems | Maintenance Costs (MC) | Services and equipment | Mechanical systems |  | 5 | 05 | 010 | 000 | 5.05.010
1625 | Ss_55_15_70 | 55 | 15 | 70 |  | Water reservoir systems | Construction Costs (CC) | Services and equipment | Mechanical systems |  | 2 | 05 | 010 | 000 | 2.05.010
1625 | Ss_55_15_70 | 55 | 15 | 70 |  | Water reservoir systems | Renewal Costs (RC) | Services and equipment | Mechanical systems |  | 3 | 05 | 010 | 000 | 3.05.010
1625 | Ss_55_15_70 | 55 | 15 | 70 |  | Water reservoir systems | Maintenance Costs (MC) | Services and equipment | Mechanical systems |  | 5 | 05 | 010 | 000 | 5.05.010
1626 | Ss_55_15_72 | 55 | 15 | 72 |  | Water extraction and monitoring systems | Construction Costs (CC) | Services and equipment | Mechanical systems |  | 2 | 05 | 010 | 000 | 2.05.010
1626 | Ss_55_15_72 | 55 | 15 | 72 |  | Water extraction and monitoring systems | Renewal Costs (RC) | Services and equipment | Mechanical systems |  | 3 | 05 | 010 | 000 | 3.05.010
1626 | Ss_55_15_72 | 55 | 15 | 72 |  | Water extraction and monitoring systems | Maintenance Costs (MC) | Services and equipment | Mechanical systems |  | 5 | 05 | 010 | 000 | 5.05.010
1627 | Ss_55_15_72_20 | 55 | 15 | 72 | 20 | Water extraction borehole systems | Construction Costs (CC) | Services and equipment | Mechanical systems |  | 2 | 05 | 010 | 000 | 2.05.010
1627 | Ss_55_15_72_20 | 55 | 15 | 72 | 20 | Water extraction borehole systems | Renewal Costs (RC) | Services and equipment | Mechanical systems |  | 3 | 05 | 010 | 000 | 3.05.010
1627 | Ss_55_15_72_20 | 55 | 15 | 72 | 20 | Water extraction borehole systems | Maintenance Costs (MC) | Services and equipment | Mechanical systems |  | 5 | 05 | 010 | 000 | 5.05.010
1628 | Ss_55_15_72_50 | 55 | 15 | 72 | 50 | Water monitoring borehole systems | Construction Costs (CC) | Services and equipment | Mechanical systems |  | 2 | 05 | 010 | 000 | 2.05.010
1628 | Ss_55_15_72_50 | 55 | 15 | 72 | 50 | Water monitoring borehole systems | Renewal Costs (RC) | Services and equipment | Mechanical systems |  | 3 | 05 | 010 | 000 | 3.05.010
1628 | Ss_55_15_72_50 | 55 | 15 | 72 | 50 | Water monitoring borehole systems | Maintenance Costs (MC) | Services and equipment | Mechanical systems |  | 5 | 05 | 010 | 000 | 5.05.010
1629 | Ss_55_15_85 | 55 | 15 | 85 |  | Water treatment and purification systems | Construction Costs (CC) | Services and equipment | Mechanical systems |  | 2 | 05 | 010 | 000 | 2.05.010
1629 | Ss_55_15_85 | 55 | 15 | 85 |  | Water treatment and purification systems | Renewal Costs (RC) | Services and equipment | Mechanical systems |  | 3 | 05 | 010 | 000 | 3.05.010
1629 | Ss_55_15_85 | 55 | 15 | 85 |  | Water treatment and purification systems | Maintenance Costs (MC) | Services and equipment | Mechanical systems |  | 5 | 05 | 010 | 000 | 5.05.010
1630 | Ss_55_15_85_08 | 55 | 15 | 85 | 08 | Biological aerated flooded filter systems | Construction Costs (CC) | Services and equipment | Mechanical systems |  | 2 | 05 | 010 | 000 | 2.05.010
1630 | Ss_55_15_85_08 | 55 | 15 | 85 | 08 | Biological aerated flooded filter systems | Renewal Costs (RC) | Services and equipment | Mechanical systems |  | 3 | 05 | 010 | 000 | 3.05.010
1630 | Ss_55_15_85_08 | 55 | 15 | 85 | 08 | Biological aerated flooded filter systems | Maintenance Costs (MC) | Services and equipment | Mechanical systems |  | 5 | 05 | 010 | 000 | 5.05.010
1631 | Ss_55_15_85_23 | 55 | 15 | 85 | 23 | Dissolved air flotation systems | Construction Costs (CC) | Services and equipment | Mechanical systems |  | 2 | 05 | 010 | 000 | 2.05.010
1631 | Ss_55_15_85_23 | 55 | 15 | 85 | 23 | Dissolved air flotation systems | Renewal Costs (RC) | Services and equipment | Mechanical systems |  | 3 | 05 | 010 | 000 | 3.05.010
1631 | Ss_55_15_85_23 | 55 | 15 | 85 | 23 | Dissolved air flotation systems | Maintenance Costs (MC) | Services and equipment | Mechanical systems |  | 5 | 05 | 010 | 000 | 5.05.010
1632 | Ss_55_15_85_46 | 55 | 15 | 85 | 46 | Lamella plate systems | Construction Costs (CC) | Services and equipment | Mechanical systems |  | 2 | 05 | 010 | 000 | 2.05.010
1632 | Ss_55_15_85_46 | 55 | 15 | 85 | 46 | Lamella plate systems | Renewal Costs (RC) | Services and equipment | Mechanical systems |  | 3 | 05 | 010 | 000 | 3.05.010
1632 | Ss_55_15_85_46 | 55 | 15 | 85 | 46 | Lamella plate systems | Maintenance Costs (MC) | Services and equipment | Mechanical systems |  | 5 | 05 | 010 | 000 | 5.05.010
1633 | Ss_55_15_85_75 | 55 | 15 | 85 | 75 | Sandfilter systems | Construction Costs (CC) | Services and equipment | Mechanical systems |  | 2 | 05 | 010 | 000 | 2.05.010
1633 | Ss_55_15_85_75 | 55 | 15 | 85 | 75 | Sandfilter systems | Renewal Costs (RC) | Services and equipment | Mechanical systems |  | 3 | 05 | 010 | 000 | 3.05.010
1633 | Ss_55_15_85_75 | 55 | 15 | 85 | 75 | Sandfilter systems | Maintenance Costs (MC) | Services and equipment | Mechanical systems |  | 5 | 05 | 010 | 000 | 5.05.010
1634 | Ss_55_15_85_85 | 55 | 15 | 85 | 85 | Submerged aerated filter systems | Construction Costs (CC) | Services and equipment | Mechanical systems |  | 2 | 05 | 010 | 000 | 2.05.010
1634 | Ss_55_15_85_85 | 55 | 15 | 85 | 85 | Submerged aerated filter systems | Renewal Costs (RC) | Services and equipment | Mechanical systems |  | 3 | 05 | 010 | 000 | 3.05.010
1634 | Ss_55_15_85_85 | 55 | 15 | 85 | 85 | Submerged aerated filter systems | Maintenance Costs (MC) | Services and equipment | Mechanical systems |  | 5 | 05 | 010 | 000 | 5.05.010
1635 | Ss_55_15_95 | 55 | 15 | 95 |  | Wet well systems | Construction Costs (CC) | Services and equipment | Mechanical systems |  | 2 | 05 | 010 | 000 | 2.05.010
1635 | Ss_55_15_95 | 55 | 15 | 95 |  | Wet well systems | Renewal Costs (RC) | Services and equipment | Mechanical systems |  | 3 | 05 | 010 | 000 | 3.05.010
1635 | Ss_55_15_95 | 55 | 15 | 95 |  | Wet well systems | Maintenance Costs (MC) | Services and equipment | Mechanical systems |  | 5 | 05 | 010 | 000 | 5.05.010
1636 | Ss_55_15_95_64 | 55 | 15 | 95 | 64 | Piled wet well systems | Construction Costs (CC) | Services and equipment | Mechanical systems |  | 2 | 05 | 010 | 000 | 2.05.010
1636 | Ss_55_15_95_64 | 55 | 15 | 95 | 64 | Piled wet well systems | Renewal Costs (RC) | Services and equipment | Mechanical systems |  | 3 | 05 | 010 | 000 | 3.05.010
1636 | Ss_55_15_95_64 | 55 | 15 | 95 | 64 | Piled wet well systems | Maintenance Costs (MC) | Services and equipment | Mechanical systems |  | 5 | 05 | 010 | 000 | 5.05.010
1637 | Ss_55_15_95_72 | 55 | 15 | 95 | 72 | Reinforced concrete wet well systems | Construction Costs (CC) | Services and equipment | Mechanical systems |  | 2 | 05 | 010 | 000 | 2.05.010
1637 | Ss_55_15_95_72 | 55 | 15 | 95 | 72 | Reinforced concrete wet well systems | Renewal Costs (RC) | Services and equipment | Mechanical systems |  | 3 | 05 | 010 | 000 | 3.05.010
1637 | Ss_55_15_95_72 | 55 | 15 | 95 | 72 | Reinforced concrete wet well systems | Maintenance Costs (MC) | Services and equipment | Mechanical systems |  | 5 | 05 | 010 | 000 | 5.05.010
1638 | Ss_55_20 | 55 | 20 |  |  | Gas distribution and supply systems | Construction Costs (CC) | Services and equipment | Mechanical systems |  | 2 | 05 | 010 | 000 | 2.05.010
1638 | Ss_55_20 | 55 | 20 |  |  | Gas distribution and supply systems | Renewal Costs (RC) | Services and equipment | Mechanical systems |  | 3 | 05 | 010 | 000 | 3.05.010
1638 | Ss_55_20 | 55 | 20 |  |  | Gas distribution and supply systems | Maintenance Costs (MC) | Services and equipment | Mechanical systems |  | 5 | 05 | 010 | 000 | 5.05.010
1639 | Ss_55_20_15 | 55 | 20 | 15 |  | Compressed air supply systems | Construction Costs (CC) | Services and equipment | Mechanical systems |  | 2 | 05 | 010 | 000 | 2.05.010
1639 | Ss_55_20_15 | 55 | 20 | 15 |  | Compressed air supply systems | Renewal Costs (RC) | Services and equipment | Mechanical systems |  | 3 | 05 | 010 | 000 | 3.05.010
1639 | Ss_55_20_15 | 55 | 20 | 15 |  | Compressed air supply systems | Maintenance Costs (MC) | Services and equipment | Mechanical systems |  | 5 | 05 | 010 | 000 | 5.05.010
1640 | Ss_55_20_15_42 | 55 | 20 | 15 | 42 | Industrial compressed air supply systems | Construction Costs (CC) | Services and equipment | Mechanical systems |  | 2 | 05 | 010 | 000 | 2.05.010
1640 | Ss_55_20_15_42 | 55 | 20 | 15 | 42 | Industrial compressed air supply systems | Renewal Costs (RC) | Services and equipment | Mechanical systems |  | 3 | 05 | 010 | 000 | 3.05.010
1640 | Ss_55_20_15_42 | 55 | 20 | 15 | 42 | Industrial compressed air supply systems | Maintenance Costs (MC) | Services and equipment | Mechanical systems |  | 5 | 05 | 010 | 000 | 5.05.010
1641 | Ss_55_20_15_46 | 55 | 20 | 15 | 46 | Laboratory compressed air supply systems | Construction Costs (CC) | Services and equipment | Mechanical systems |  | 2 | 05 | 010 | 000 | 2.05.010
1641 | Ss_55_20_15_46 | 55 | 20 | 15 | 46 | Laboratory compressed air supply systems | Renewal Costs (RC) | Services and equipment | Mechanical systems |  | 3 | 05 | 010 | 000 | 3.05.010
1641 | Ss_55_20_15_46 | 55 | 20 | 15 | 46 | Laboratory compressed air supply systems | Maintenance Costs (MC) | Services and equipment | Mechanical systems |  | 5 | 05 | 010 | 000 | 5.05.010
1642 | Ss_55_20_15_51 | 55 | 20 | 15 | 51 | Medical compressed air supply systems | Construction Costs (CC) | Services and equipment | Mechanical systems |  | 2 | 05 | 010 | 000 | 2.05.010
1642 | Ss_55_20_15_51 | 55 | 20 | 15 | 51 | Medical compressed air supply systems | Renewal Costs (RC) | Services and equipment | Mechanical systems |  | 3 | 05 | 010 | 000 | 3.05.010
1642 | Ss_55_20_15_51 | 55 | 20 | 15 | 51 | Medical compressed air supply systems | Maintenance Costs (MC) | Services and equipment | Mechanical systems |  | 5 | 05 | 010 | 000 | 5.05.010
1643 | Ss_55_20_33 | 55 | 20 | 33 |  | Gas distribution network systems | Construction Costs (CC) | Services and equipment | Mechanical systems |  | 2 | 05 | 010 | 000 | 2.05.010
1643 | Ss_55_20_33 | 55 | 20 | 33 |  | Gas distribution network systems | Renewal Costs (RC) | Services and equipment | Mechanical systems |  | 3 | 05 | 010 | 000 | 3.05.010
1643 | Ss_55_20_33 | 55 | 20 | 33 |  | Gas distribution network systems | Maintenance Costs (MC) | Services and equipment | Mechanical systems |  | 5 | 05 | 010 | 000 | 5.05.010
1644 | Ss_55_20_33_56 | 55 | 20 | 33 | 56 | Natural gas distribution network systems | Construction Costs (CC) | Services and equipment | Mechanical systems |  | 2 | 05 | 010 | 000 | 2.05.010
1644 | Ss_55_20_33_56 | 55 | 20 | 33 | 56 | Natural gas distribution network systems | Renewal Costs (RC) | Services and equipment | Mechanical systems |  | 3 | 05 | 010 | 000 | 3.05.010
1644 | Ss_55_20_33_56 | 55 | 20 | 33 | 56 | Natural gas distribution network systems | Maintenance Costs (MC) | Services and equipment | Mechanical systems |  | 5 | 05 | 010 | 000 | 5.05.010
1645 | Ss_55_20_34 | 55 | 20 | 34 |  | Gas supply systems | Construction Costs (CC) | Services and equipment | Mechanical systems |  | 2 | 05 | 010 | 000 | 2.05.010
1645 | Ss_55_20_34 | 55 | 20 | 34 |  | Gas supply systems | Renewal Costs (RC) | Services and equipment | Mechanical systems |  | 3 | 05 | 010 | 000 | 3.05.010
1645 | Ss_55_20_34 | 55 | 20 | 34 |  | Gas supply systems | Maintenance Costs (MC) | Services and equipment | Mechanical systems |  | 5 | 05 | 010 | 000 | 5.05.010
1646 | Ss_55_20_34_05 | 55 | 20 | 34 | 05 | Biogas supply systems | Construction Costs (CC) | Services and equipment | Mechanical systems |  | 2 | 05 | 010 | 000 | 2.05.010
1646 | Ss_55_20_34_05 | 55 | 20 | 34 | 05 | Biogas supply systems | Renewal Costs (RC) | Services and equipment | Mechanical systems |  | 3 | 05 | 010 | 000 | 3.05.010
1646 | Ss_55_20_34_05 | 55 | 20 | 34 | 05 | Biogas supply systems | Maintenance Costs (MC) | Services and equipment | Mechanical systems |  | 5 | 05 | 010 | 000 | 5.05.010
1647 | Ss_55_20_34_46 | 55 | 20 | 34 | 46 | Liquefied petroleum gas (LPG) supply systems | Construction Costs (CC) | Services and equipment | Mechanical systems |  | 2 | 05 | 010 | 000 | 2.05.010
1647 | Ss_55_20_34_46 | 55 | 20 | 34 | 46 | Liquefied petroleum gas (LPG) supply systems | Renewal Costs (RC) | Services and equipment | Mechanical systems |  | 3 | 05 | 010 | 000 | 3.05.010
1647 | Ss_55_20_34_46 | 55 | 20 | 34 | 46 | Liquefied petroleum gas (LPG) supply systems | Maintenance Costs (MC) | Services and equipment | Mechanical systems |  | 5 | 05 | 010 | 000 | 5.05.010
1648 | Ss_55_20_34_57 | 55 | 20 | 34 | 57 | Natural gas supply systems | Construction Costs (CC) | Services and equipment | Mechanical systems |  | 2 | 05 | 010 | 000 | 2.05.010
1648 | Ss_55_20_34_57 | 55 | 20 | 34 | 57 | Natural gas supply systems | Renewal Costs (RC) | Services and equipment | Mechanical systems |  | 3 | 05 | 010 | 000 | 3.05.010
1648 | Ss_55_20_34_57 | 55 | 20 | 34 | 57 | Natural gas supply systems | Maintenance Costs (MC) | Services and equipment | Mechanical systems |  | 5 | 05 | 010 | 000 | 5.05.010
1649 | Ss_55_20_34_95 | 55 | 20 | 34 | 95 | Welding gas supply systems | Construction Costs (CC) | Services and equipment | Mechanical systems |  | 2 | 05 | 010 | 000 | 2.05.010
1649 | Ss_55_20_34_95 | 55 | 20 | 34 | 95 | Welding gas supply systems | Renewal Costs (RC) | Services and equipment | Mechanical systems |  | 3 | 05 | 010 | 000 | 3.05.010
1649 | Ss_55_20_34_95 | 55 | 20 | 34 | 95 | Welding gas supply systems | Maintenance Costs (MC) | Services and equipment | Mechanical systems |  | 5 | 05 | 010 | 000 | 5.05.010
1650 | Ss_55_20_40 | 55 | 20 | 40 |  | Inert gas supply systems | Construction Costs (CC) | Services and equipment | Mechanical systems |  | 2 | 05 | 010 | 000 | 2.05.010
1650 | Ss_55_20_40 | 55 | 20 | 40 |  | Inert gas supply systems | Renewal Costs (RC) | Services and equipment | Mechanical systems |  | 3 | 05 | 010 | 000 | 3.05.010
1650 | Ss_55_20_40 | 55 | 20 | 40 |  | Inert gas supply systems | Maintenance Costs (MC) | Services and equipment | Mechanical systems |  | 5 | 05 | 010 | 000 | 5.05.010
1651 | Ss_55_20_45 | 55 | 20 | 45 |  | Laboratory gas supply systems | Construction Costs (CC) | Services and equipment | Mechanical systems |  | 2 | 05 | 010 | 000 | 2.05.010
1651 | Ss_55_20_45 | 55 | 20 | 45 |  | Laboratory gas supply systems | Renewal Costs (RC) | Services and equipment | Mechanical systems |  | 3 | 05 | 010 | 000 | 3.05.010
1651 | Ss_55_20_45 | 55 | 20 | 45 |  | Laboratory gas supply systems | Maintenance Costs (MC) | Services and equipment | Mechanical systems |  | 5 | 05 | 010 | 000 | 5.05.010
1652 | Ss_55_20_45_05 | 55 | 20 | 45 | 05 | Laboratory argon supply systems | Construction Costs (CC) | Services and equipment | Mechanical systems |  | 2 | 05 | 010 | 000 | 2.05.010
1652 | Ss_55_20_45_05 | 55 | 20 | 45 | 05 | Laboratory argon supply systems | Renewal Costs (RC) | Services and equipment | Mechanical systems |  | 3 | 05 | 010 | 000 | 3.05.010
1652 | Ss_55_20_45_05 | 55 | 20 | 45 | 05 | Laboratory argon supply systems | Maintenance Costs (MC) | Services and equipment | Mechanical systems |  | 5 | 05 | 010 | 000 | 5.05.010
1653 | Ss_55_20_45_36 | 55 | 20 | 45 | 36 | Laboratory helium supply systems | Construction Costs (CC) | Services and equipment | Mechanical systems |  | 2 | 05 | 010 | 000 | 2.05.010
1653 | Ss_55_20_45_36 | 55 | 20 | 45 | 36 | Laboratory helium supply systems | Renewal Costs (RC) | Services and equipment | Mechanical systems |  | 3 | 05 | 010 | 000 | 3.05.010
1653 | Ss_55_20_45_36 | 55 | 20 | 45 | 36 | Laboratory helium supply systems | Maintenance Costs (MC) | Services and equipment | Mechanical systems |  | 5 | 05 | 010 | 000 | 5.05.010
1654 | Ss_55_20_45_39 | 55 | 20 | 45 | 39 | Laboratory hydrogen supply systems | Construction Costs (CC) | Services and equipment | Mechanical systems |  | 2 | 05 | 010 | 000 | 2.05.010
1654 | Ss_55_20_45_39 | 55 | 20 | 45 | 39 | Laboratory hydrogen supply systems | Renewal Costs (RC) | Services and equipment | Mechanical systems |  | 3 | 05 | 010 | 000 | 3.05.010
1654 | Ss_55_20_45_39 | 55 | 20 | 45 | 39 | Laboratory hydrogen supply systems | Maintenance Costs (MC) | Services and equipment | Mechanical systems |  | 5 | 05 | 010 | 000 | 5.05.010
1655 | Ss_55_20_45_56 | 55 | 20 | 45 | 56 | Laboratory nitrogen supply systems | Construction Costs (CC) | Services and equipment | Mechanical systems |  | 2 | 05 | 010 | 000 | 2.05.010
1655 | Ss_55_20_45_56 | 55 | 20 | 45 | 56 | Laboratory nitrogen supply systems | Renewal Costs (RC) | Services and equipment | Mechanical systems |  | 3 | 05 | 010 | 000 | 3.05.010
1655 | Ss_55_20_45_56 | 55 | 20 | 45 | 56 | Laboratory nitrogen supply systems | Maintenance Costs (MC) | Services and equipment | Mechanical systems |  | 5 | 05 | 010 | 000 | 5.05.010
1656 | Ss_55_20_45_59 | 55 | 20 | 45 | 59 | Laboratory oxygen supply systems | Construction Costs (CC) | Services and equipment | Mechanical systems |  | 2 | 05 | 010 | 000 | 2.05.010
1656 | Ss_55_20_45_59 | 55 | 20 | 45 | 59 | Laboratory oxygen supply systems | Renewal Costs (RC) | Services and equipment | Mechanical systems |  | 3 | 05 | 010 | 000 | 3.05.010
1656 | Ss_55_20_45_59 | 55 | 20 | 45 | 59 | Laboratory oxygen supply systems | Maintenance Costs (MC) | Services and equipment | Mechanical systems |  | 5 | 05 | 010 | 000 | 5.05.010
1657 | Ss_55_20_51 | 55 | 20 | 51 |  | Medical gas supply systems | Construction Costs (CC) | Services and equipment | Mechanical systems |  | 2 | 05 | 010 | 000 | 2.05.010
1657 | Ss_55_20_51 | 55 | 20 | 51 |  | Medical gas supply systems | Renewal Costs (RC) | Services and equipment | Mechanical systems |  | 3 | 05 | 010 | 000 | 3.05.010
1657 | Ss_55_20_51 | 55 | 20 | 51 |  | Medical gas supply systems | Maintenance Costs (MC) | Services and equipment | Mechanical systems |  | 5 | 05 | 010 | 000 | 5.05.010
1658 | Ss_55_20_51_03 | 55 | 20 | 51 | 03 | Medical anaesthetic gas scavenging systems | Construction Costs (CC) | Services and equipment | Mechanical systems |  | 2 | 05 | 010 | 000 | 2.05.010
1658 | Ss_55_20_51_03 | 55 | 20 | 51 | 03 | Medical anaesthetic gas scavenging systems | Renewal Costs (RC) | Services and equipment | Mechanical systems |  | 3 | 05 | 010 | 000 | 3.05.010
1658 | Ss_55_20_51_03 | 55 | 20 | 51 | 03 | Medical anaesthetic gas scavenging systems | Maintenance Costs (MC) | Services and equipment | Mechanical systems |  | 5 | 05 | 010 | 000 | 5.05.010
1659 | Ss_55_20_51_27 | 55 | 20 | 51 | 27 | Medical entonox supply systems | Construction Costs (CC) | Services and equipment | Mechanical systems |  | 2 | 05 | 010 | 000 | 2.05.010
1659 | Ss_55_20_51_27 | 55 | 20 | 51 | 27 | Medical entonox supply systems | Renewal Costs (RC) | Services and equipment | Mechanical systems |  | 3 | 05 | 010 | 000 | 3.05.010
1659 | Ss_55_20_51_27 | 55 | 20 | 51 | 27 | Medical entonox supply systems | Maintenance Costs (MC) | Services and equipment | Mechanical systems |  | 5 | 05 | 010 | 000 | 5.05.010
1660 | Ss_55_20_51_36 | 55 | 20 | 51 | 36 | Medical helium/ oxygen mixture supply systems | Construction Costs (CC) | Services and equipment | Mechanical systems |  | 2 | 05 | 010 | 000 | 2.05.010
1660 | Ss_55_20_51_36 | 55 | 20 | 51 | 36 | Medical helium/ oxygen mixture supply systems | Renewal Costs (RC) | Services and equipment | Mechanical systems |  | 3 | 05 | 010 | 000 | 3.05.010
1660 | Ss_55_20_51_36 | 55 | 20 | 51 | 36 | Medical helium/ oxygen mixture supply systems | Maintenance Costs (MC) | Services and equipment | Mechanical systems |  | 5 | 05 | 010 | 000 | 5.05.010
1661 | Ss_55_20_51_56 | 55 | 20 | 51 | 56 | Medical nitrous oxide supply systems | Construction Costs (CC) | Services and equipment | Mechanical systems |  | 2 | 05 | 010 | 000 | 2.05.010
1661 | Ss_55_20_51_56 | 55 | 20 | 51 | 56 | Medical nitrous oxide supply systems | Renewal Costs (RC) | Services and equipment | Mechanical systems |  | 3 | 05 | 010 | 000 | 3.05.010
1661 | Ss_55_20_51_56 | 55 | 20 | 51 | 56 | Medical nitrous oxide supply systems | Maintenance Costs (MC) | Services and equipment | Mechanical systems |  | 5 | 05 | 010 | 000 | 5.05.010
1662 | Ss_55_20_51_57 | 55 | 20 | 51 | 57 | Medical nitrous oxide/ oxygen mixture supply systems | Construction Costs (CC) | Services and equipment | Mechanical systems |  | 2 | 05 | 010 | 000 | 2.05.010
1662 | Ss_55_20_51_57 | 55 | 20 | 51 | 57 | Medical nitrous oxide/ oxygen mixture supply systems | Renewal Costs (RC) | Services and equipment | Mechanical systems |  | 3 | 05 | 010 | 000 | 3.05.010
1662 | Ss_55_20_51_57 | 55 | 20 | 51 | 57 | Medical nitrous oxide/ oxygen mixture supply systems | Maintenance Costs (MC) | Services and equipment | Mechanical systems |  | 5 | 05 | 010 | 000 | 5.05.010
1663 | Ss_55_20_51_59 | 55 | 20 | 51 | 59 | Medical oxygen supply systems | Construction Costs (CC) | Services and equipment | Mechanical systems |  | 2 | 05 | 010 | 000 | 2.05.010
1663 | Ss_55_20_51_59 | 55 | 20 | 51 | 59 | Medical oxygen supply systems | Renewal Costs (RC) | Services and equipment | Mechanical systems |  | 3 | 05 | 010 | 000 | 3.05.010
1663 | Ss_55_20_51_59 | 55 | 20 | 51 | 59 | Medical oxygen supply systems | Maintenance Costs (MC) | Services and equipment | Mechanical systems |  | 5 | 05 | 010 | 000 | 5.05.010
1664 | Ss_55_20_85 | 55 | 20 | 85 |  | Specialist and high purity gas supply systems | Construction Costs (CC) | Services and equipment | Mechanical systems |  | 2 | 05 | 010 | 000 | 2.05.010
1664 | Ss_55_20_85 | 55 | 20 | 85 |  | Specialist and high purity gas supply systems | Renewal Costs (RC) | Services and equipment | Mechanical systems |  | 3 | 05 | 010 | 000 | 3.05.010
1664 | Ss_55_20_85 | 55 | 20 | 85 |  | Specialist and high purity gas supply systems | Maintenance Costs (MC) | Services and equipment | Mechanical systems |  | 5 | 05 | 010 | 000 | 5.05.010
1665 | Ss_55_20_94 | 55 | 20 | 94 |  | Vacuum supply systems | Construction Costs (CC) | Services and equipment | Mechanical systems |  | 2 | 05 | 010 | 000 | 2.05.010
1665 | Ss_55_20_94 | 55 | 20 | 94 |  | Vacuum supply systems | Renewal Costs (RC) | Services and equipment | Mechanical systems |  | 3 | 05 | 010 | 000 | 3.05.010
1665 | Ss_55_20_94 | 55 | 20 | 94 |  | Vacuum supply systems | Maintenance Costs (MC) | Services and equipment | Mechanical systems |  | 5 | 05 | 010 | 000 | 5.05.010
1666 | Ss_55_20_94_51 | 55 | 20 | 94 | 51 | Medical vacuum supply systems | Construction Costs (CC) | Services and equipment | Mechanical systems |  | 2 | 05 | 010 | 000 | 2.05.010
1666 | Ss_55_20_94_51 | 55 | 20 | 94 | 51 | Medical vacuum supply systems | Renewal Costs (RC) | Services and equipment | Mechanical systems |  | 3 | 05 | 010 | 000 | 3.05.010
1666 | Ss_55_20_94_51 | 55 | 20 | 94 | 51 | Medical vacuum supply systems | Maintenance Costs (MC) | Services and equipment | Mechanical systems |  | 5 | 05 | 010 | 000 | 5.05.010
1667 | Ss_55_30 | 55 | 30 |  |  | Fire extinguishing systems | Construction Costs (CC) | Services and equipment | Mechanical systems |  | 2 | 05 | 010 | 000 | 2.05.010
1667 | Ss_55_30 | 55 | 30 |  |  | Fire extinguishing systems | Renewal Costs (RC) | Services and equipment | Mechanical systems |  | 3 | 05 | 010 | 000 | 3.05.010
1667 | Ss_55_30 | 55 | 30 |  |  | Fire extinguishing systems | Maintenance Costs (MC) | Services and equipment | Mechanical systems |  | 5 | 05 | 010 | 000 | 5.05.010
1668 | Ss_55_30_35 | 55 | 30 | 35 |  | Gaseous and foam fire extinguishing systems | Construction Costs (CC) | Services and equipment | Mechanical systems |  | 2 | 05 | 010 | 000 | 2.05.010
1668 | Ss_55_30_35 | 55 | 30 | 35 |  | Gaseous and foam fire extinguishing systems | Renewal Costs (RC) | Services and equipment | Mechanical systems |  | 3 | 05 | 010 | 000 | 3.05.010
1668 | Ss_55_30_35 | 55 | 30 | 35 |  | Gaseous and foam fire extinguishing systems | Maintenance Costs (MC) | Services and equipment | Mechanical systems |  | 5 | 05 | 010 | 000 | 5.05.010
1669 | Ss_55_30_35_10 | 55 | 30 | 35 | 10 | Carbon dioxide fire extinguishing systems | Construction Costs (CC) | Services and equipment | Mechanical systems |  | 2 | 05 | 010 | 000 | 2.05.010
1669 | Ss_55_30_35_10 | 55 | 30 | 35 | 10 | Carbon dioxide fire extinguishing systems | Renewal Costs (RC) | Services and equipment | Mechanical systems |  | 3 | 05 | 010 | 000 | 3.05.010
1669 | Ss_55_30_35_10 | 55 | 30 | 35 | 10 | Carbon dioxide fire extinguishing systems | Maintenance Costs (MC) | Services and equipment | Mechanical systems |  | 5 | 05 | 010 | 000 | 5.05.010
1670 | Ss_55_30_35_31 | 55 | 30 | 35 | 31 | Foam fire extinguishing systems | Construction Costs (CC) | Services and equipment | Mechanical systems |  | 2 | 05 | 010 | 000 | 2.05.010
1670 | Ss_55_30_35_31 | 55 | 30 | 35 | 31 | Foam fire extinguishing systems | Renewal Costs (RC) | Services and equipment | Mechanical systems |  | 3 | 05 | 010 | 000 | 3.05.010
1670 | Ss_55_30_35_31 | 55 | 30 | 35 | 31 | Foam fire extinguishing systems | Maintenance Costs (MC) | Services and equipment | Mechanical systems |  | 5 | 05 | 010 | 000 | 5.05.010
1671 | Ss_55_30_35_35 | 55 | 30 | 35 | 35 | Halocarbon gas total flooding fire extinguishing systems | Construction Costs (CC) | Services and equipment | Mechanical systems |  | 2 | 05 | 010 | 000 | 2.05.010
1671 | Ss_55_30_35_35 | 55 | 30 | 35 | 35 | Halocarbon gas total flooding fire extinguishing systems | Renewal Costs (RC) | Services and equipment | Mechanical systems |  | 3 | 05 | 010 | 000 | 3.05.010
1671 | Ss_55_30_35_35 | 55 | 30 | 35 | 35 | Halocarbon gas total flooding fire extinguishing systems | Maintenance Costs (MC) | Services and equipment | Mechanical systems |  | 5 | 05 | 010 | 000 | 5.05.010
1672 | Ss_55_30_35_40 | 55 | 30 | 35 | 40 | Inert gas total flooding fire extinguishing systems | Construction Costs (CC) | Services and equipment | Mechanical systems |  | 2 | 05 | 010 | 000 | 2.05.010
1672 | Ss_55_30_35_40 | 55 | 30 | 35 | 40 | Inert gas total flooding fire extinguishing systems | Renewal Costs (RC) | Services and equipment | Mechanical systems |  | 3 | 05 | 010 | 000 | 3.05.010
1672 | Ss_55_30_35_40 | 55 | 30 | 35 | 40 | Inert gas total flooding fire extinguishing systems | Maintenance Costs (MC) | Services and equipment | Mechanical systems |  | 5 | 05 | 010 | 000 | 5.05.010
1673 | Ss_55_30_65 | 55 | 30 | 65 |  | Portable fire extinguishing systems | Construction Costs (CC) | Services and equipment | Mechanical systems |  | 2 | 05 | 010 | 000 | 2.05.010
1673 | Ss_55_30_65 | 55 | 30 | 65 |  | Portable fire extinguishing systems | Renewal Costs (RC) | Services and equipment | Mechanical systems |  | 3 | 05 | 010 | 000 | 3.05.010
1673 | Ss_55_30_65 | 55 | 30 | 65 |  | Portable fire extinguishing systems | Maintenance Costs (MC) | Services and equipment | Mechanical systems |  | 5 | 05 | 010 | 000 | 5.05.010
1674 | Ss_55_30_65_30 | 55 | 30 | 65 | 30 | Fire blanket systems | Construction Costs (CC) | Services and equipment | Mechanical systems |  | 2 | 05 | 010 | 000 | 2.05.010
1674 | Ss_55_30_65_30 | 55 | 30 | 65 | 30 | Fire blanket systems | Renewal Costs (RC) | Services and equipment | Mechanical systems |  | 3 | 05 | 010 | 000 | 3.05.010
1674 | Ss_55_30_65_30 | 55 | 30 | 65 | 30 | Fire blanket systems | Maintenance Costs (MC) | Services and equipment | Mechanical systems |  | 5 | 05 | 010 | 000 | 5.05.010
1675 | Ss_55_30_65_35 | 55 | 30 | 65 | 35 | Fire bucket systems | Construction Costs (CC) | Services and equipment | Mechanical systems |  | 2 | 05 | 010 | 000 | 2.05.010
1675 | Ss_55_30_65_35 | 55 | 30 | 65 | 35 | Fire bucket systems | Renewal Costs (RC) | Services and equipment | Mechanical systems |  | 3 | 05 | 010 | 000 | 3.05.010
1675 | Ss_55_30_65_35 | 55 | 30 | 65 | 35 | Fire bucket systems | Maintenance Costs (MC) | Services and equipment | Mechanical systems |  | 5 | 05 | 010 | 000 | 5.05.010
1676 | Ss_55_30_65_65 | 55 | 30 | 65 | 65 | Portable fire extinguisher systems | Construction Costs (CC) | Services and equipment | Mechanical systems |  | 2 | 05 | 010 | 000 | 2.05.010
1676 | Ss_55_30_65_65 | 55 | 30 | 65 | 65 | Portable fire extinguisher systems | Renewal Costs (RC) | Services and equipment | Mechanical systems |  | 3 | 05 | 010 | 000 | 3.05.010
1676 | Ss_55_30_65_65 | 55 | 30 | 65 | 65 | Portable fire extinguisher systems | Maintenance Costs (MC) | Services and equipment | Mechanical systems |  | 5 | 05 | 010 | 000 | 5.05.010
1677 | Ss_55_30_96 | 55 | 30 | 96 |  | Water fire extinguishing systems | Construction Costs (CC) | Services and equipment | Mechanical systems |  | 2 | 05 | 010 | 000 | 2.05.010
1677 | Ss_55_30_96 | 55 | 30 | 96 |  | Water fire extinguishing systems | Renewal Costs (RC) | Services and equipment | Mechanical systems |  | 3 | 05 | 010 | 000 | 3.05.010
1677 | Ss_55_30_96 | 55 | 30 | 96 |  | Water fire extinguishing systems | Maintenance Costs (MC) | Services and equipment | Mechanical systems |  | 5 | 05 | 010 | 000 | 5.05.010
1678 | Ss_55_30_96_21 | 55 | 30 | 96 | 21 | Deluge systems | Construction Costs (CC) | Services and equipment | Mechanical systems |  | 2 | 05 | 010 | 000 | 2.05.010
1678 | Ss_55_30_96_21 | 55 | 30 | 96 | 21 | Deluge systems | Renewal Costs (RC) | Services and equipment | Mechanical systems |  | 3 | 05 | 010 | 000 | 3.05.010
1678 | Ss_55_30_96_21 | 55 | 30 | 96 | 21 | Deluge systems | Maintenance Costs (MC) | Services and equipment | Mechanical systems |  | 5 | 05 | 010 | 000 | 5.05.010
1679 | Ss_55_30_96_23 | 55 | 30 | 96 | 23 | Domestic sprinkler systems | Construction Costs (CC) | Services and equipment | Mechanical systems |  | 2 | 05 | 010 | 000 | 2.05.010
1679 | Ss_55_30_96_23 | 55 | 30 | 96 | 23 | Domestic sprinkler systems | Renewal Costs (RC) | Services and equipment | Mechanical systems |  | 3 | 05 | 010 | 000 | 3.05.010
1679 | Ss_55_30_96_23 | 55 | 30 | 96 | 23 | Domestic sprinkler systems | Maintenance Costs (MC) | Services and equipment | Mechanical systems |  | 5 | 05 | 010 | 000 | 5.05.010
1680 | Ss_55_30_96_24 | 55 | 30 | 96 | 24 | Dry dropper systems | Construction Costs (CC) | Services and equipment | Mechanical systems |  | 2 | 05 | 010 | 000 | 2.05.010
1680 | Ss_55_30_96_24 | 55 | 30 | 96 | 24 | Dry dropper systems | Renewal Costs (RC) | Services and equipment | Mechanical systems |  | 3 | 05 | 010 | 000 | 3.05.010
1680 | Ss_55_30_96_24 | 55 | 30 | 96 | 24 | Dry dropper systems | Maintenance Costs (MC) | Services and equipment | Mechanical systems |  | 5 | 05 | 010 | 000 | 5.05.010
1681 | Ss_55_30_96_25 | 55 | 30 | 96 | 25 | Dry riser systems | Construction Costs (CC) | Services and equipment | Mechanical systems |  | 2 | 05 | 010 | 000 | 2.05.010
1681 | Ss_55_30_96_25 | 55 | 30 | 96 | 25 | Dry riser systems | Renewal Costs (RC) | Services and equipment | Mechanical systems |  | 3 | 05 | 010 | 000 | 3.05.010
1681 | Ss_55_30_96_25 | 55 | 30 | 96 | 25 | Dry riser systems | Maintenance Costs (MC) | Services and equipment | Mechanical systems |  | 5 | 05 | 010 | 000 | 5.05.010
1682 | Ss_55_30_96_29 | 55 | 30 | 96 | 29 | Fire hose reel systems | Construction Costs (CC) | Services and equipment | Mechanical systems |  | 2 | 05 | 010 | 000 | 2.05.010
1682 | Ss_55_30_96_29 | 55 | 30 | 96 | 29 | Fire hose reel systems | Renewal Costs (RC) | Services and equipment | Mechanical systems |  | 3 | 05 | 010 | 000 | 3.05.010
1682 | Ss_55_30_96_29 | 55 | 30 | 96 | 29 | Fire hose reel systems | Maintenance Costs (MC) | Services and equipment | Mechanical systems |  | 5 | 05 | 010 | 000 | 5.05.010
1683 | Ss_55_30_96_30 | 55 | 30 | 96 | 30 | Fire hydrant systems | Construction Costs (CC) | Services and equipment | Mechanical systems |  | 2 | 05 | 010 | 000 | 2.05.010
1683 | Ss_55_30_96_30 | 55 | 30 | 96 | 30 | Fire hydrant systems | Renewal Costs (RC) | Services and equipment | Mechanical systems |  | 3 | 05 | 010 | 000 | 3.05.010
1683 | Ss_55_30_96_30 | 55 | 30 | 96 | 30 | Fire hydrant systems | Maintenance Costs (MC) | Services and equipment | Mechanical systems |  | 5 | 05 | 010 | 000 | 5.05.010
1684 | Ss_55_30_96_85 | 55 | 30 | 96 | 85 | Sprinkler systems | Construction Costs (CC) | Services and equipment | Mechanical systems |  | 2 | 05 | 010 | 000 | 2.05.010
1684 | Ss_55_30_96_85 | 55 | 30 | 96 | 85 | Sprinkler systems | Renewal Costs (RC) | Services and equipment | Mechanical systems |  | 3 | 05 | 010 | 000 | 3.05.010
1684 | Ss_55_30_96_85 | 55 | 30 | 96 | 85 | Sprinkler systems | Maintenance Costs (MC) | Services and equipment | Mechanical systems |  | 5 | 05 | 010 | 000 | 5.05.010
1685 | Ss_55_30_96_96 | 55 | 30 | 96 | 96 | Water mist systems | Construction Costs (CC) | Services and equipment | Mechanical systems |  | 2 | 05 | 010 | 000 | 2.05.010
1685 | Ss_55_30_96_96 | 55 | 30 | 96 | 96 | Water mist systems | Renewal Costs (RC) | Services and equipment | Mechanical systems |  | 3 | 05 | 010 | 000 | 3.05.010
1685 | Ss_55_30_96_96 | 55 | 30 | 96 | 96 | Water mist systems | Maintenance Costs (MC) | Services and equipment | Mechanical systems |  | 5 | 05 | 010 | 000 | 5.05.010
1686 | Ss_55_30_96_97 | 55 | 30 | 96 | 97 | Wet riser systems | Construction Costs (CC) | Services and equipment | Mechanical systems |  | 2 | 05 | 010 | 000 | 2.05.010
1686 | Ss_55_30_96_97 | 55 | 30 | 96 | 97 | Wet riser systems | Renewal Costs (RC) | Services and equipment | Mechanical systems |  | 3 | 05 | 010 | 000 | 3.05.010
1686 | Ss_55_30_96_97 | 55 | 30 | 96 | 97 | Wet riser systems | Maintenance Costs (MC) | Services and equipment | Mechanical systems |  | 5 | 05 | 010 | 000 | 5.05.010
1687 | Ss_55_40 | 55 | 40 |  |  | Steam distribution and supply systems | Construction Costs (CC) | Services and equipment | Mechanical systems |  | 2 | 05 | 010 | 000 | 2.05.010
1687 | Ss_55_40 | 55 | 40 |  |  | Steam distribution and supply systems | Renewal Costs (RC) | Services and equipment | Mechanical systems |  | 3 | 05 | 010 | 000 | 3.05.010
1687 | Ss_55_40 | 55 | 40 |  |  | Steam distribution and supply systems | Maintenance Costs (MC) | Services and equipment | Mechanical systems |  | 5 | 05 | 010 | 000 | 5.05.010
1688 | Ss_55_40_85 | 55 | 40 | 85 |  | Steam supply and condensate systems | Construction Costs (CC) | Services and equipment | Mechanical systems |  | 2 | 05 | 010 | 000 | 2.05.010
1688 | Ss_55_40_85 | 55 | 40 | 85 |  | Steam supply and condensate systems | Renewal Costs (RC) | Services and equipment | Mechanical systems |  | 3 | 05 | 010 | 000 | 3.05.010
1688 | Ss_55_40_85 | 55 | 40 | 85 |  | Steam supply and condensate systems | Maintenance Costs (MC) | Services and equipment | Mechanical systems |  | 5 | 05 | 010 | 000 | 5.05.010
1689 | Ss_55_40_85_38 | 55 | 40 | 85 | 38 | Hospital steam supply and condensate systems | Construction Costs (CC) | Services and equipment | Mechanical systems |  | 2 | 05 | 010 | 000 | 2.05.010
1689 | Ss_55_40_85_38 | 55 | 40 | 85 | 38 | Hospital steam supply and condensate systems | Renewal Costs (RC) | Services and equipment | Mechanical systems |  | 3 | 05 | 010 | 000 | 3.05.010
1689 | Ss_55_40_85_38 | 55 | 40 | 85 | 38 | Hospital steam supply and condensate systems | Maintenance Costs (MC) | Services and equipment | Mechanical systems |  | 5 | 05 | 010 | 000 | 5.05.010
1690 | Ss_55_40_85_41 | 55 | 40 | 85 | 41 | Industrial steam supply and condensate systems | Construction Costs (CC) | Services and equipment | Mechanical systems |  | 2 | 05 | 010 | 000 | 2.05.010
1690 | Ss_55_40_85_41 | 55 | 40 | 85 | 41 | Industrial steam supply and condensate systems | Renewal Costs (RC) | Services and equipment | Mechanical systems |  | 3 | 05 | 010 | 000 | 3.05.010
1690 | Ss_55_40_85_41 | 55 | 40 | 85 | 41 | Industrial steam supply and condensate systems | Maintenance Costs (MC) | Services and equipment | Mechanical systems |  | 5 | 05 | 010 | 000 | 5.05.010
1691 | Ss_55_50 | 55 | 50 |  |  | Liquid fuel distribution and supply systems | Construction Costs (CC) | Services and equipment | Mechanical systems |  | 2 | 05 | 010 | 000 | 2.05.010
1691 | Ss_55_50 | 55 | 50 |  |  | Liquid fuel distribution and supply systems | Renewal Costs (RC) | Services and equipment | Mechanical systems |  | 3 | 05 | 010 | 000 | 3.05.010
1691 | Ss_55_50 | 55 | 50 |  |  | Liquid fuel distribution and supply systems | Maintenance Costs (MC) | Services and equipment | Mechanical systems |  | 5 | 05 | 010 | 000 | 5.05.010
1692 | Ss_55_50_46 | 55 | 50 | 46 |  | Liquid fuel distribution network systems | Construction Costs (CC) | Services and equipment | Mechanical systems |  | 2 | 05 | 010 | 000 | 2.05.010
1692 | Ss_55_50_46 | 55 | 50 | 46 |  | Liquid fuel distribution network systems | Renewal Costs (RC) | Services and equipment | Mechanical systems |  | 3 | 05 | 010 | 000 | 3.05.010
1692 | Ss_55_50_46 | 55 | 50 | 46 |  | Liquid fuel distribution network systems | Maintenance Costs (MC) | Services and equipment | Mechanical systems |  | 5 | 05 | 010 | 000 | 5.05.010
1693 | Ss_55_50_46_58 | 55 | 50 | 46 | 58 | Oil distribution network systems | Construction Costs (CC) | Services and equipment | Mechanical systems |  | 2 | 05 | 010 | 000 | 2.05.010
1693 | Ss_55_50_46_58 | 55 | 50 | 46 | 58 | Oil distribution network systems | Renewal Costs (RC) | Services and equipment | Mechanical systems |  | 3 | 05 | 010 | 000 | 3.05.010
1693 | Ss_55_50_46_58 | 55 | 50 | 46 | 58 | Oil distribution network systems | Maintenance Costs (MC) | Services and equipment | Mechanical systems |  | 5 | 05 | 010 | 000 | 5.05.010
1694 | Ss_55_50_47 | 55 | 50 | 47 |  | Liquid fuel supply systems | Construction Costs (CC) | Services and equipment | Mechanical systems |  | 2 | 05 | 010 | 000 | 2.05.010
1694 | Ss_55_50_47 | 55 | 50 | 47 |  | Liquid fuel supply systems | Renewal Costs (RC) | Services and equipment | Mechanical systems |  | 3 | 05 | 010 | 000 | 3.05.010
1694 | Ss_55_50_47 | 55 | 50 | 47 |  | Liquid fuel supply systems | Maintenance Costs (MC) | Services and equipment | Mechanical systems |  | 5 | 05 | 010 | 000 | 5.05.010
1695 | Ss_55_50_47_10 | 55 | 50 | 47 | 10 | Biodiesel supply systems | Construction Costs (CC) | Services and equipment | Mechanical systems |  | 2 | 05 | 010 | 000 | 2.05.010
1695 | Ss_55_50_47_10 | 55 | 50 | 47 | 10 | Biodiesel supply systems | Renewal Costs (RC) | Services and equipment | Mechanical systems |  | 3 | 05 | 010 | 000 | 3.05.010
1695 | Ss_55_50_47_10 | 55 | 50 | 47 | 10 | Biodiesel supply systems | Maintenance Costs (MC) | Services and equipment | Mechanical systems |  | 5 | 05 | 010 | 000 | 5.05.010
1696 | Ss_55_50_47_12 | 55 | 50 | 47 | 12 | Bioethanol supply systems | Construction Costs (CC) | Services and equipment | Mechanical systems |  | 2 | 05 | 010 | 000 | 2.05.010
1696 | Ss_55_50_47_12 | 55 | 50 | 47 | 12 | Bioethanol supply systems | Renewal Costs (RC) | Services and equipment | Mechanical systems |  | 3 | 05 | 010 | 000 | 3.05.010
1696 | Ss_55_50_47_12 | 55 | 50 | 47 | 12 | Bioethanol supply systems | Maintenance Costs (MC) | Services and equipment | Mechanical systems |  | 5 | 05 | 010 | 000 | 5.05.010
1697 | Ss_55_50_47_21 | 55 | 50 | 47 | 21 | Diesel supply systems | Construction Costs (CC) | Services and equipment | Mechanical systems |  | 2 | 05 | 010 | 000 | 2.05.010
1697 | Ss_55_50_47_21 | 55 | 50 | 47 | 21 | Diesel supply systems | Renewal Costs (RC) | Services and equipment | Mechanical systems |  | 3 | 05 | 010 | 000 | 3.05.010
1697 | Ss_55_50_47_21 | 55 | 50 | 47 | 21 | Diesel supply systems | Maintenance Costs (MC) | Services and equipment | Mechanical systems |  | 5 | 05 | 010 | 000 | 5.05.010
1698 | Ss_55_50_47_32 | 55 | 50 | 47 | 32 | Fuel oil supply systems | Construction Costs (CC) | Services and equipment | Mechanical systems |  | 2 | 05 | 010 | 000 | 2.05.010
1698 | Ss_55_50_47_32 | 55 | 50 | 47 | 32 | Fuel oil supply systems | Renewal Costs (RC) | Services and equipment | Mechanical systems |  | 3 | 05 | 010 | 000 | 3.05.010
1698 | Ss_55_50_47_32 | 55 | 50 | 47 | 32 | Fuel oil supply systems | Maintenance Costs (MC) | Services and equipment | Mechanical systems |  | 5 | 05 | 010 | 000 | 5.05.010
1699 | Ss_55_50_47_45 | 55 | 50 | 47 | 45 | Kerosene/ jet fuel supply systems | Construction Costs (CC) | Services and equipment | Mechanical systems |  | 2 | 05 | 010 | 000 | 2.05.010
1699 | Ss_55_50_47_45 | 55 | 50 | 47 | 45 | Kerosene/ jet fuel supply systems | Renewal Costs (RC) | Services and equipment | Mechanical systems |  | 3 | 05 | 010 | 000 | 3.05.010
1699 | Ss_55_50_47_45 | 55 | 50 | 47 | 45 | Kerosene/ jet fuel supply systems | Maintenance Costs (MC) | Services and equipment | Mechanical systems |  | 5 | 05 | 010 | 000 | 5.05.010
1700 | Ss_55_50_47_46 | 55 | 50 | 47 | 46 | Liquid biofuel supply systems | Construction Costs (CC) | Services and equipment | Mechanical systems |  | 2 | 05 | 010 | 000 | 2.05.010
1700 | Ss_55_50_47_46 | 55 | 50 | 47 | 46 | Liquid biofuel supply systems | Renewal Costs (RC) | Services and equipment | Mechanical systems |  | 3 | 05 | 010 | 000 | 3.05.010
1700 | Ss_55_50_47_46 | 55 | 50 | 47 | 46 | Liquid biofuel supply systems | Maintenance Costs (MC) | Services and equipment | Mechanical systems |  | 5 | 05 | 010 | 000 | 5.05.010
1701 | Ss_55_50_47_61 | 55 | 50 | 47 | 61 | Petrol supply systems | Construction Costs (CC) | Services and equipment | Mechanical systems |  | 2 | 05 | 010 | 000 | 2.05.010
1701 | Ss_55_50_47_61 | 55 | 50 | 47 | 61 | Petrol supply systems | Renewal Costs (RC) | Services and equipment | Mechanical systems |  | 3 | 05 | 010 | 000 | 3.05.010
1701 | Ss_55_50_47_61 | 55 | 50 | 47 | 61 | Petrol supply systems | Maintenance Costs (MC) | Services and equipment | Mechanical systems |  | 5 | 05 | 010 | 000 | 5.05.010
1702 | Ss_55_60 | 55 | 60 |  |  | Process liquid distribution and supply systems | Construction Costs (CC) | Services and equipment | Mechanical systems |  | 2 | 05 | 010 | 000 | 2.05.010
1702 | Ss_55_60 | 55 | 60 |  |  | Process liquid distribution and supply systems | Renewal Costs (RC) | Services and equipment | Mechanical systems |  | 3 | 05 | 010 | 000 | 3.05.010
1702 | Ss_55_60 | 55 | 60 |  |  | Process liquid distribution and supply systems | Maintenance Costs (MC) | Services and equipment | Mechanical systems |  | 5 | 05 | 010 | 000 | 5.05.010
1703 | Ss_55_60_45 | 55 | 60 | 45 |  | Liquid acids and bases supply systems | Construction Costs (CC) | Services and equipment | Mechanical systems |  | 2 | 05 | 010 | 000 | 2.05.010
1703 | Ss_55_60_45 | 55 | 60 | 45 |  | Liquid acids and bases supply systems | Renewal Costs (RC) | Services and equipment | Mechanical systems |  | 3 | 05 | 010 | 000 | 3.05.010
1703 | Ss_55_60_45 | 55 | 60 | 45 |  | Liquid acids and bases supply systems | Maintenance Costs (MC) | Services and equipment | Mechanical systems |  | 5 | 05 | 010 | 000 | 5.05.010
1704 | Ss_55_60_47 | 55 | 60 | 47 |  | Liquid chemicals supply systems | Construction Costs (CC) | Services and equipment | Mechanical systems |  | 2 | 05 | 010 | 000 | 2.05.010
1704 | Ss_55_60_47 | 55 | 60 | 47 |  | Liquid chemicals supply systems | Renewal Costs (RC) | Services and equipment | Mechanical systems |  | 3 | 05 | 010 | 000 | 3.05.010
1704 | Ss_55_60_47 | 55 | 60 | 47 |  | Liquid chemicals supply systems | Maintenance Costs (MC) | Services and equipment | Mechanical systems |  | 5 | 05 | 010 | 000 | 5.05.010
1705 | Ss_55_60_50 | 55 | 60 | 50 |  | Liquid polymer supply systems | Construction Costs (CC) | Services and equipment | Mechanical systems |  | 2 | 05 | 010 | 000 | 2.05.010
1705 | Ss_55_60_50 | 55 | 60 | 50 |  | Liquid polymer supply systems | Renewal Costs (RC) | Services and equipment | Mechanical systems |  | 3 | 05 | 010 | 000 | 3.05.010
1705 | Ss_55_60_50 | 55 | 60 | 50 |  | Liquid polymer supply systems | Maintenance Costs (MC) | Services and equipment | Mechanical systems |  | 5 | 05 | 010 | 000 | 5.05.010
1706 | Ss_55_60_55 | 55 | 60 | 55 |  | Lubrication supply systems | Construction Costs (CC) | Services and equipment | Mechanical systems |  | 2 | 05 | 010 | 000 | 2.05.010
1706 | Ss_55_60_55 | 55 | 60 | 55 |  | Lubrication supply systems | Renewal Costs (RC) | Services and equipment | Mechanical systems |  | 3 | 05 | 010 | 000 | 3.05.010
1706 | Ss_55_60_55 | 55 | 60 | 55 |  | Lubrication supply systems | Maintenance Costs (MC) | Services and equipment | Mechanical systems |  | 5 | 05 | 010 | 000 | 5.05.010
1707 | Ss_55_60_55_70 | 55 | 60 | 55 | 70 | Rail lubrication supply systems | Construction Costs (CC) | Services and equipment | Mechanical systems |  | 2 | 05 | 010 | 000 | 2.05.010
1707 | Ss_55_60_55_70 | 55 | 60 | 55 | 70 | Rail lubrication supply systems | Renewal Costs (RC) | Services and equipment | Mechanical systems |  | 3 | 05 | 010 | 000 | 3.05.010
1707 | Ss_55_60_55_70 | 55 | 60 | 55 | 70 | Rail lubrication supply systems | Maintenance Costs (MC) | Services and equipment | Mechanical systems |  | 5 | 05 | 010 | 000 | 5.05.010
1708 | Ss_55_70 | 55 | 70 |  |  | Water distribution and supply systems | Construction Costs (CC) | Services and equipment | Mechanical systems |  | 2 | 05 | 010 | 000 | 2.05.010
1708 | Ss_55_70 | 55 | 70 |  |  | Water distribution and supply systems | Renewal Costs (RC) | Services and equipment | Mechanical systems |  | 3 | 05 | 010 | 000 | 3.05.010
1708 | Ss_55_70 | 55 | 70 |  |  | Water distribution and supply systems | Maintenance Costs (MC) | Services and equipment | Mechanical systems |  | 5 | 05 | 010 | 000 | 5.05.010
1709 | Ss_55_70_38 | 55 | 70 | 38 |  | Hot and cold water supply systems | Construction Costs (CC) | Services and equipment | Mechanical systems |  | 2 | 05 | 010 | 000 | 2.05.010
1709 | Ss_55_70_38 | 55 | 70 | 38 |  | Hot and cold water supply systems | Renewal Costs (RC) | Services and equipment | Mechanical systems |  | 3 | 05 | 010 | 000 | 3.05.010
1709 | Ss_55_70_38 | 55 | 70 | 38 |  | Hot and cold water supply systems | Maintenance Costs (MC) | Services and equipment | Mechanical systems |  | 5 | 05 | 010 | 000 | 5.05.010
1710 | Ss_55_70_38_15 | 55 | 70 | 38 | 15 | Cold water supply systems | Construction Costs (CC) | Services and equipment | Mechanical systems |  | 2 | 05 | 010 | 000 | 2.05.010
1710 | Ss_55_70_38_15 | 55 | 70 | 38 | 15 | Cold water supply systems | Renewal Costs (RC) | Services and equipment | Mechanical systems |  | 3 | 05 | 010 | 000 | 3.05.010
1710 | Ss_55_70_38_15 | 55 | 70 | 38 | 15 | Cold water supply systems | Maintenance Costs (MC) | Services and equipment | Mechanical systems |  | 5 | 05 | 010 | 000 | 5.05.010
1711 | Ss_55_70_38_20 | 55 | 70 | 38 | 20 | Direct hot water storage supply systems | Construction Costs (CC) | Services and equipment | Mechanical systems |  | 2 | 05 | 010 | 000 | 2.05.010
1711 | Ss_55_70_38_20 | 55 | 70 | 38 | 20 | Direct hot water storage supply systems | Renewal Costs (RC) | Services and equipment | Mechanical systems |  | 3 | 05 | 010 | 000 | 3.05.010
1711 | Ss_55_70_38_20 | 55 | 70 | 38 | 20 | Direct hot water storage supply systems | Maintenance Costs (MC) | Services and equipment | Mechanical systems |  | 5 | 05 | 010 | 000 | 5.05.010
1712 | Ss_55_70_38_42 | 55 | 70 | 38 | 42 | Indirect hot water storage supply systems | Construction Costs (CC) | Services and equipment | Mechanical systems |  | 2 | 05 | 010 | 000 | 2.05.010
1712 | Ss_55_70_38_42 | 55 | 70 | 38 | 42 | Indirect hot water storage supply systems | Renewal Costs (RC) | Services and equipment | Mechanical systems |  | 3 | 05 | 010 | 000 | 3.05.010
1712 | Ss_55_70_38_42 | 55 | 70 | 38 | 42 | Indirect hot water storage supply systems | Maintenance Costs (MC) | Services and equipment | Mechanical systems |  | 5 | 05 | 010 | 000 | 5.05.010
1713 | Ss_55_70_38_45 | 55 | 70 | 38 | 45 | Instantaneous hot water supply systems | Construction Costs (CC) | Services and equipment | Mechanical systems |  | 2 | 05 | 010 | 000 | 2.05.010
1713 | Ss_55_70_38_45 | 55 | 70 | 38 | 45 | Instantaneous hot water supply systems | Renewal Costs (RC) | Services and equipment | Mechanical systems |  | 3 | 05 | 010 | 000 | 3.05.010
1713 | Ss_55_70_38_45 | 55 | 70 | 38 | 45 | Instantaneous hot water supply systems | Maintenance Costs (MC) | Services and equipment | Mechanical systems |  | 5 | 05 | 010 | 000 | 5.05.010
1714 | Ss_55_70_38_65 | 55 | 70 | 38 | 65 | Pumped cold water supply systems | Construction Costs (CC) | Services and equipment | Mechanical systems |  | 2 | 05 | 010 | 000 | 2.05.010
1714 | Ss_55_70_38_65 | 55 | 70 | 38 | 65 | Pumped cold water supply systems | Renewal Costs (RC) | Services and equipment | Mechanical systems |  | 3 | 05 | 010 | 000 | 3.05.010
1714 | Ss_55_70_38_65 | 55 | 70 | 38 | 65 | Pumped cold water supply systems | Maintenance Costs (MC) | Services and equipment | Mechanical systems |  | 5 | 05 | 010 | 000 | 5.05.010
1715 | Ss_55_70_39 | 55 | 70 | 39 |  | Hydroelectric pressure water supply systems | Construction Costs (CC) | Services and equipment | Mechanical systems |  | 2 | 05 | 010 | 000 | 2.05.010
1715 | Ss_55_70_39 | 55 | 70 | 39 |  | Hydroelectric pressure water supply systems | Renewal Costs (RC) | Services and equipment | Mechanical systems |  | 3 | 05 | 010 | 000 | 3.05.010
1715 | Ss_55_70_39 | 55 | 70 | 39 |  | Hydroelectric pressure water supply systems | Maintenance Costs (MC) | Services and equipment | Mechanical systems |  | 5 | 05 | 010 | 000 | 5.05.010
1716 | Ss_55_70_39_10 | 55 | 70 | 39 | 10 | Buried pressure pipeline systems | Construction Costs (CC) | Services and equipment | Mechanical systems |  | 2 | 05 | 010 | 000 | 2.05.010
1716 | Ss_55_70_39_10 | 55 | 70 | 39 | 10 | Buried pressure pipeline systems | Renewal Costs (RC) | Services and equipment | Mechanical systems |  | 3 | 05 | 010 | 000 | 3.05.010
1716 | Ss_55_70_39_10 | 55 | 70 | 39 | 10 | Buried pressure pipeline systems | Maintenance Costs (MC) | Services and equipment | Mechanical systems |  | 5 | 05 | 010 | 000 | 5.05.010
1717 | Ss_55_70_42 | 55 | 70 | 42 |  | Irrigation systems | Construction Costs (CC) | Services and equipment | Mechanical systems |  | 2 | 05 | 010 | 000 | 2.05.010
1717 | Ss_55_70_42 | 55 | 70 | 42 |  | Irrigation systems | Renewal Costs (RC) | Services and equipment | Mechanical systems |  | 3 | 05 | 010 | 000 | 3.05.010
1717 | Ss_55_70_42 | 55 | 70 | 42 |  | Irrigation systems | Maintenance Costs (MC) | Services and equipment | Mechanical systems |  | 5 | 05 | 010 | 000 | 5.05.010
1718 | Ss_55_70_42_20 | 55 | 70 | 42 | 20 | Drip irrigation systems | Construction Costs (CC) | Services and equipment | Mechanical systems |  | 2 | 05 | 010 | 000 | 2.05.010
1718 | Ss_55_70_42_20 | 55 | 70 | 42 | 20 | Drip irrigation systems | Renewal Costs (RC) | Services and equipment | Mechanical systems |  | 3 | 05 | 010 | 000 | 3.05.010
1718 | Ss_55_70_42_20 | 55 | 70 | 42 | 20 | Drip irrigation systems | Maintenance Costs (MC) | Services and equipment | Mechanical systems |  | 5 | 05 | 010 | 000 | 5.05.010
1719 | Ss_55_70_42_50 | 55 | 70 | 42 | 50 | Manual irrigation systems | Construction Costs (CC) | Services and equipment | Mechanical systems |  | 2 | 05 | 010 | 000 | 2.05.010
1719 | Ss_55_70_42_50 | 55 | 70 | 42 | 50 | Manual irrigation systems | Renewal Costs (RC) | Services and equipment | Mechanical systems |  | 3 | 05 | 010 | 000 | 3.05.010
1719 | Ss_55_70_42_50 | 55 | 70 | 42 | 50 | Manual irrigation systems | Maintenance Costs (MC) | Services and equipment | Mechanical systems |  | 5 | 05 | 010 | 000 | 5.05.010
1720 | Ss_55_70_42_60 | 55 | 70 | 42 | 60 | Passive irrigation systems | Construction Costs (CC) | Services and equipment | Mechanical systems |  | 2 | 05 | 010 | 000 | 2.05.010
1720 | Ss_55_70_42_60 | 55 | 70 | 42 | 60 | Passive irrigation systems | Renewal Costs (RC) | Services and equipment | Mechanical systems |  | 3 | 05 | 010 | 000 | 3.05.010
1720 | Ss_55_70_42_60 | 55 | 70 | 42 | 60 | Passive irrigation systems | Maintenance Costs (MC) | Services and equipment | Mechanical systems |  | 5 | 05 | 010 | 000 | 5.05.010
1721 | Ss_55_70_42_85 | 55 | 70 | 42 | 85 | Sprinkler irrigation systems | Construction Costs (CC) | Services and equipment | Mechanical systems |  | 2 | 05 | 010 | 000 | 2.05.010
1721 | Ss_55_70_42_85 | 55 | 70 | 42 | 85 | Sprinkler irrigation systems | Renewal Costs (RC) | Services and equipment | Mechanical systems |  | 3 | 05 | 010 | 000 | 3.05.010
1721 | Ss_55_70_42_85 | 55 | 70 | 42 | 85 | Sprinkler irrigation systems | Maintenance Costs (MC) | Services and equipment | Mechanical systems |  | 5 | 05 | 010 | 000 | 5.05.010
1722 | Ss_55_70_42_87 | 55 | 70 | 42 | 87 | Sub-irrigation systems | Construction Costs (CC) | Services and equipment | Mechanical systems |  | 2 | 05 | 010 | 000 | 2.05.010
1722 | Ss_55_70_42_87 | 55 | 70 | 42 | 87 | Sub-irrigation systems | Renewal Costs (RC) | Services and equipment | Mechanical systems |  | 3 | 05 | 010 | 000 | 3.05.010
1722 | Ss_55_70_42_87 | 55 | 70 | 42 | 87 | Sub-irrigation systems | Maintenance Costs (MC) | Services and equipment | Mechanical systems |  | 5 | 05 | 010 | 000 | 5.05.010
1723 | Ss_55_70_94 | 55 | 70 | 94 |  | Washing systems | Construction Costs (CC) | Services and equipment | Mechanical systems |  | 2 | 05 | 010 | 000 | 2.05.010
1723 | Ss_55_70_94 | 55 | 70 | 94 |  | Washing systems | Renewal Costs (RC) | Services and equipment | Mechanical systems |  | 3 | 05 | 010 | 000 | 3.05.010
1723 | Ss_55_70_94 | 55 | 70 | 94 |  | Washing systems | Maintenance Costs (MC) | Services and equipment | Mechanical systems |  | 5 | 05 | 010 | 000 | 5.05.010
1724 | Ss_55_70_94_94 | 55 | 70 | 94 | 94 | Wash plant systems | Construction Costs (CC) | Services and equipment | Mechanical systems |  | 2 | 05 | 010 | 000 | 2.05.010
1724 | Ss_55_70_94_94 | 55 | 70 | 94 | 94 | Wash plant systems | Renewal Costs (RC) | Services and equipment | Mechanical systems |  | 3 | 05 | 010 | 000 | 3.05.010
1724 | Ss_55_70_94_94 | 55 | 70 | 94 | 94 | Wash plant systems | Maintenance Costs (MC) | Services and equipment | Mechanical systems |  | 5 | 05 | 010 | 000 | 5.05.010
1725 | Ss_55_70_94_96 | 55 | 70 | 94 | 96 | Wheel washing systems | Construction Costs (CC) | Services and equipment | Mechanical systems |  | 2 | 05 | 010 | 000 | 2.05.010
1725 | Ss_55_70_94_96 | 55 | 70 | 94 | 96 | Wheel washing systems | Renewal Costs (RC) | Services and equipment | Mechanical systems |  | 3 | 05 | 010 | 000 | 3.05.010
1725 | Ss_55_70_94_96 | 55 | 70 | 94 | 96 | Wheel washing systems | Maintenance Costs (MC) | Services and equipment | Mechanical systems |  | 5 | 05 | 010 | 000 | 5.05.010
1726 | Ss_55_70_95 | 55 | 70 | 95 |  | Water distribution network systems | Construction Costs (CC) | Services and equipment | Mechanical systems |  | 2 | 05 | 010 | 000 | 2.05.010
1726 | Ss_55_70_95 | 55 | 70 | 95 |  | Water distribution network systems | Renewal Costs (RC) | Services and equipment | Mechanical systems |  | 3 | 05 | 010 | 000 | 3.05.010
1726 | Ss_55_70_95 | 55 | 70 | 95 |  | Water distribution network systems | Maintenance Costs (MC) | Services and equipment | Mechanical systems |  | 5 | 05 | 010 | 000 | 5.05.010
1727 | Ss_55_70_95_50 | 55 | 70 | 95 | 50 | Mains water distribution network systems | Construction Costs (CC) | Services and equipment | Mechanical systems |  | 2 | 05 | 010 | 000 | 2.05.010
1727 | Ss_55_70_95_50 | 55 | 70 | 95 | 50 | Mains water distribution network systems | Renewal Costs (RC) | Services and equipment | Mechanical systems |  | 3 | 05 | 010 | 000 | 3.05.010
1727 | Ss_55_70_95_50 | 55 | 70 | 95 | 50 | Mains water distribution network systems | Maintenance Costs (MC) | Services and equipment | Mechanical systems |  | 5 | 05 | 010 | 000 | 5.05.010
1728 | Ss_55_70_95_66 | 55 | 70 | 95 | 66 | Private water distribution network systems | Construction Costs (CC) | Services and equipment | Mechanical systems |  | 2 | 05 | 010 | 000 | 2.05.010
1728 | Ss_55_70_95_66 | 55 | 70 | 95 | 66 | Private water distribution network systems | Renewal Costs (RC) | Services and equipment | Mechanical systems |  | 3 | 05 | 010 | 000 | 3.05.010
1728 | Ss_55_70_95_66 | 55 | 70 | 95 | 66 | Private water distribution network systems | Maintenance Costs (MC) | Services and equipment | Mechanical systems |  | 5 | 05 | 010 | 000 | 5.05.010
1729 | Ss_55_70_96 | 55 | 70 | 96 |  | Water feature systems | Construction Costs (CC) | Services and equipment | Mechanical systems |  | 2 | 05 | 010 | 000 | 2.05.010
1729 | Ss_55_70_96 | 55 | 70 | 96 |  | Water feature systems | Renewal Costs (RC) | Services and equipment | Mechanical systems |  | 3 | 05 | 010 | 000 | 3.05.010
1729 | Ss_55_70_96 | 55 | 70 | 96 |  | Water feature systems | Maintenance Costs (MC) | Services and equipment | Mechanical systems |  | 5 | 05 | 010 | 000 | 5.05.010
1730 | Ss_55_70_96_15 | 55 | 70 | 96 | 15 | Cascade and waterfall systems | Construction Costs (CC) | Services and equipment | Mechanical systems |  | 2 | 05 | 010 | 000 | 2.05.010
1730 | Ss_55_70_96_15 | 55 | 70 | 96 | 15 | Cascade and waterfall systems | Renewal Costs (RC) | Services and equipment | Mechanical systems |  | 3 | 05 | 010 | 000 | 3.05.010
1730 | Ss_55_70_96_15 | 55 | 70 | 96 | 15 | Cascade and waterfall systems | Maintenance Costs (MC) | Services and equipment | Mechanical systems |  | 5 | 05 | 010 | 000 | 5.05.010
1731 | Ss_55_70_96_31 | 55 | 70 | 96 | 31 | Fountain and jet systems | Construction Costs (CC) | Services and equipment | Mechanical systems |  | 2 | 05 | 010 | 000 | 2.05.010
1731 | Ss_55_70_96_31 | 55 | 70 | 96 | 31 | Fountain and jet systems | Renewal Costs (RC) | Services and equipment | Mechanical systems |  | 3 | 05 | 010 | 000 | 3.05.010
1731 | Ss_55_70_96_31 | 55 | 70 | 96 | 31 | Fountain and jet systems | Maintenance Costs (MC) | Services and equipment | Mechanical systems |  | 5 | 05 | 010 | 000 | 5.05.010
1732 | Ss_55_70_96_83 | 55 | 70 | 96 | 83 | Self-contained water feature systems | Construction Costs (CC) | Services and equipment | Mechanical systems |  | 2 | 05 | 010 | 000 | 2.05.010
1732 | Ss_55_70_96_83 | 55 | 70 | 96 | 83 | Self-contained water feature systems | Renewal Costs (RC) | Services and equipment | Mechanical systems |  | 3 | 05 | 010 | 000 | 3.05.010
1732 | Ss_55_70_96_83 | 55 | 70 | 96 | 83 | Self-contained water feature systems | Maintenance Costs (MC) | Services and equipment | Mechanical systems |  | 5 | 05 | 010 | 000 | 5.05.010
1733 | Ss_55_70_96_96 | 55 | 70 | 96 | 96 | Water play systems | Construction Costs (CC) | Services and equipment | Mechanical systems |  | 2 | 05 | 010 | 000 | 2.05.010
1733 | Ss_55_70_96_96 | 55 | 70 | 96 | 96 | Water play systems | Renewal Costs (RC) | Services and equipment | Mechanical systems |  | 3 | 05 | 010 | 000 | 3.05.010
1733 | Ss_55_70_96_96 | 55 | 70 | 96 | 96 | Water play systems | Maintenance Costs (MC) | Services and equipment | Mechanical systems |  | 5 | 05 | 010 | 000 | 5.05.010
1734 | Ss_55_70_97 | 55 | 70 | 97 |  | Water reclamation systems | Construction Costs (CC) | Services and equipment | Mechanical systems |  | 2 | 05 | 010 | 000 | 2.05.010
1734 | Ss_55_70_97 | 55 | 70 | 97 |  | Water reclamation systems | Renewal Costs (RC) | Services and equipment | Mechanical systems |  | 3 | 05 | 010 | 000 | 3.05.010
1734 | Ss_55_70_97 | 55 | 70 | 97 |  | Water reclamation systems | Maintenance Costs (MC) | Services and equipment | Mechanical systems |  | 5 | 05 | 010 | 000 | 5.05.010
1735 | Ss_55_70_97_35 | 55 | 70 | 97 | 35 | Grey water reclamation systems | Construction Costs (CC) | Services and equipment | Mechanical systems |  | 2 | 05 | 010 | 000 | 2.05.010
1735 | Ss_55_70_97_35 | 55 | 70 | 97 | 35 | Grey water reclamation systems | Renewal Costs (RC) | Services and equipment | Mechanical systems |  | 3 | 05 | 010 | 000 | 3.05.010
1735 | Ss_55_70_97_35 | 55 | 70 | 97 | 35 | Grey water reclamation systems | Maintenance Costs (MC) | Services and equipment | Mechanical systems |  | 5 | 05 | 010 | 000 | 5.05.010
1736 | Ss_55_70_97_70 | 55 | 70 | 97 | 70 | Rainwater reclamation systems | Construction Costs (CC) | Services and equipment | Mechanical systems |  | 2 | 05 | 010 | 000 | 2.05.010
1736 | Ss_55_70_97_70 | 55 | 70 | 97 | 70 | Rainwater reclamation systems | Renewal Costs (RC) | Services and equipment | Mechanical systems |  | 3 | 05 | 010 | 000 | 3.05.010
1736 | Ss_55_70_97_70 | 55 | 70 | 97 | 70 | Rainwater reclamation systems | Maintenance Costs (MC) | Services and equipment | Mechanical systems |  | 5 | 05 | 010 | 000 | 5.05.010
1737 | Ss_55_70_98 | 55 | 70 | 98 |  | Water treatment systems | Construction Costs (CC) | Services and equipment | Mechanical systems |  | 2 | 05 | 010 | 000 | 2.05.010
1737 | Ss_55_70_98 | 55 | 70 | 98 |  | Water treatment systems | Renewal Costs (RC) | Services and equipment | Mechanical systems |  | 3 | 05 | 010 | 000 | 3.05.010
1737 | Ss_55_70_98 | 55 | 70 | 98 |  | Water treatment systems | Maintenance Costs (MC) | Services and equipment | Mechanical systems |  | 5 | 05 | 010 | 000 | 5.05.010
1738 | Ss_55_70_98_08 | 55 | 70 | 98 | 08 | Bore water treatment systems | Construction Costs (CC) | Services and equipment | Mechanical systems |  | 2 | 05 | 010 | 000 | 2.05.010
1738 | Ss_55_70_98_08 | 55 | 70 | 98 | 08 | Bore water treatment systems | Renewal Costs (RC) | Services and equipment | Mechanical systems |  | 3 | 05 | 010 | 000 | 3.05.010
1738 | Ss_55_70_98_08 | 55 | 70 | 98 | 08 | Bore water treatment systems | Maintenance Costs (MC) | Services and equipment | Mechanical systems |  | 5 | 05 | 010 | 000 | 5.05.010
1739 | Ss_55_70_98_85 | 55 | 70 | 98 | 85 | Swimming pool water treatment systems | Construction Costs (CC) | Services and equipment | Mechanical systems |  | 2 | 05 | 010 | 000 | 2.05.010
1739 | Ss_55_70_98_85 | 55 | 70 | 98 | 85 | Swimming pool water treatment systems | Renewal Costs (RC) | Services and equipment | Mechanical systems |  | 3 | 05 | 010 | 000 | 3.05.010
1739 | Ss_55_70_98_85 | 55 | 70 | 98 | 85 | Swimming pool water treatment systems | Maintenance Costs (MC) | Services and equipment | Mechanical systems |  | 5 | 05 | 010 | 000 | 5.05.010
1740 | Ss_55_70_98_92 | 55 | 70 | 98 | 92 | Ultrapure water treatment systems | Construction Costs (CC) | Services and equipment | Mechanical systems |  | 2 | 05 | 010 | 000 | 2.05.010
1740 | Ss_55_70_98_92 | 55 | 70 | 98 | 92 | Ultrapure water treatment systems | Renewal Costs (RC) | Services and equipment | Mechanical systems |  | 3 | 05 | 010 | 000 | 3.05.010
1740 | Ss_55_70_98_92 | 55 | 70 | 98 | 92 | Ultrapure water treatment systems | Maintenance Costs (MC) | Services and equipment | Mechanical systems |  | 5 | 05 | 010 | 000 | 5.05.010
1741 | Ss_55_70_99 | 55 | 70 | 99 |  | Water management systems | Construction Costs (CC) | Services and equipment | Mechanical systems |  | 2 | 05 | 010 | 000 | 2.05.010
1741 | Ss_55_70_99 | 55 | 70 | 99 |  | Water management systems | Renewal Costs (RC) | Services and equipment | Mechanical systems |  | 3 | 05 | 010 | 000 | 3.05.010
1741 | Ss_55_70_99 | 55 | 70 | 99 |  | Water management systems | Maintenance Costs (MC) | Services and equipment | Mechanical systems |  | 5 | 05 | 010 | 000 | 5.05.010
1742 | Ss_55_70_99_84 | 55 | 70 | 99 | 84 | Stoplog systems | Construction Costs (CC) | Services and equipment | Mechanical systems |  | 2 | 05 | 010 | 000 | 2.05.010
1742 | Ss_55_70_99_84 | 55 | 70 | 99 | 84 | Stoplog systems | Renewal Costs (RC) | Services and equipment | Mechanical systems |  | 3 | 05 | 010 | 000 | 3.05.010
1742 | Ss_55_70_99_84 | 55 | 70 | 99 | 84 | Stoplog systems | Maintenance Costs (MC) | Services and equipment | Mechanical systems |  | 5 | 05 | 010 | 000 | 5.05.010
1743 | Ss_55_90 | 55 | 90 |  |  | Piped solids distribution and supply systems | Construction Costs (CC) | Services and equipment | Mechanical systems |  | 2 | 05 | 010 | 000 | 2.05.010
1743 | Ss_55_90 | 55 | 90 |  |  | Piped solids distribution and supply systems | Renewal Costs (RC) | Services and equipment | Mechanical systems |  | 3 | 05 | 010 | 000 | 3.05.010
1743 | Ss_55_90 | 55 | 90 |  |  | Piped solids distribution and supply systems | Maintenance Costs (MC) | Services and equipment | Mechanical systems |  | 5 | 05 | 010 | 000 | 5.05.010
1744 | Ss_55_90_65 | 55 | 90 | 65 |  | Piped granule and powder supply systems | Construction Costs (CC) | Services and equipment | Mechanical systems |  | 2 | 05 | 010 | 000 | 2.05.010
1744 | Ss_55_90_65 | 55 | 90 | 65 |  | Piped granule and powder supply systems | Renewal Costs (RC) | Services and equipment | Mechanical systems |  | 3 | 05 | 010 | 000 | 3.05.010
1744 | Ss_55_90_65 | 55 | 90 | 65 |  | Piped granule and powder supply systems | Maintenance Costs (MC) | Services and equipment | Mechanical systems |  | 5 | 05 | 010 | 000 | 5.05.010
1745 | Ss_55_95 | 55 | 95 |  |  | Temporary piped supply systems | Construction Costs (CC) | Services and equipment | Mechanical systems |  | 2 | 05 | 010 | 000 | 2.05.010
1745 | Ss_55_95 | 55 | 95 |  |  | Temporary piped supply systems | Renewal Costs (RC) | Services and equipment | Mechanical systems |  | 3 | 05 | 010 | 000 | 3.05.010
1745 | Ss_55_95 | 55 | 95 |  |  | Temporary piped supply systems | Maintenance Costs (MC) | Services and equipment | Mechanical systems |  | 5 | 05 | 010 | 000 | 5.05.010
1746 | Ss_60 | 60 |  |  |  | Heating, cooling and refrigeration systems | Construction Costs (CC) | Services and equipment | Mechanical systems |  | 2 | 05 | 010 | 000 | 2.05.010
1746 | Ss_60 | 60 |  |  |  | Heating, cooling and refrigeration systems | Renewal Costs (RC) | Services and equipment | Mechanical systems |  | 3 | 05 | 010 | 000 | 3.05.010
1746 | Ss_60 | 60 |  |  |  | Heating, cooling and refrigeration systems | Maintenance Costs (MC) | Services and equipment | Mechanical systems |  | 5 | 05 | 010 | 000 | 5.05.010
1747 | Ss_60_30 | 60 | 30 |  |  | Rail and paving heating systems | Construction Costs (CC) | Services and equipment | Mechanical systems |  | 2 | 05 | 010 | 000 | 2.05.010
1747 | Ss_60_30 | 60 | 30 |  |  | Rail and paving heating systems | Renewal Costs (RC) | Services and equipment | Mechanical systems |  | 3 | 05 | 010 | 000 | 3.05.010
1747 | Ss_60_30 | 60 | 30 |  |  | Rail and paving heating systems | Maintenance Costs (MC) | Services and equipment | Mechanical systems |  | 5 | 05 | 010 | 000 | 5.05.010
1748 | Ss_60_30_60 | 60 | 30 | 60 |  | Pavement heating systems | Construction Costs (CC) | Services and equipment | Mechanical systems |  | 2 | 05 | 010 | 000 | 2.05.010
1748 | Ss_60_30_60 | 60 | 30 | 60 |  | Pavement heating systems | Renewal Costs (RC) | Services and equipment | Mechanical systems |  | 3 | 05 | 010 | 000 | 3.05.010
1748 | Ss_60_30_60 | 60 | 30 | 60 |  | Pavement heating systems | Maintenance Costs (MC) | Services and equipment | Mechanical systems |  | 5 | 05 | 010 | 000 | 5.05.010
1749 | Ss_60_30_60_27 | 60 | 30 | 60 | 27 | Electric pavement heating systems | Construction Costs (CC) | Services and equipment | Mechanical systems |  | 2 | 05 | 010 | 000 | 2.05.010
1749 | Ss_60_30_60_27 | 60 | 30 | 60 | 27 | Electric pavement heating systems | Renewal Costs (RC) | Services and equipment | Mechanical systems |  | 3 | 05 | 010 | 000 | 3.05.010
1749 | Ss_60_30_60_27 | 60 | 30 | 60 | 27 | Electric pavement heating systems | Maintenance Costs (MC) | Services and equipment | Mechanical systems |  | 5 | 05 | 010 | 000 | 5.05.010
1750 | Ss_60_30_70 | 60 | 30 | 70 |  | Railway heating systems | Construction Costs (CC) | Services and equipment | Mechanical systems |  | 2 | 05 | 010 | 000 | 2.05.010
1750 | Ss_60_30_70 | 60 | 30 | 70 |  | Railway heating systems | Renewal Costs (RC) | Services and equipment | Mechanical systems |  | 3 | 05 | 010 | 000 | 3.05.010
1750 | Ss_60_30_70 | 60 | 30 | 70 |  | Railway heating systems | Maintenance Costs (MC) | Services and equipment | Mechanical systems |  | 5 | 05 | 010 | 000 | 5.05.010
1751 | Ss_60_30_70_65 | 60 | 30 | 70 | 65 | Points heating systems | Construction Costs (CC) | Services and equipment | Mechanical systems |  | 2 | 05 | 010 | 000 | 2.05.010
1751 | Ss_60_30_70_65 | 60 | 30 | 70 | 65 | Points heating systems | Renewal Costs (RC) | Services and equipment | Mechanical systems |  | 3 | 05 | 010 | 000 | 3.05.010
1751 | Ss_60_30_70_65 | 60 | 30 | 70 | 65 | Points heating systems | Maintenance Costs (MC) | Services and equipment | Mechanical systems |  | 5 | 05 | 010 | 000 | 5.05.010
1752 | Ss_60_30_75 | 60 | 30 | 75 |  | Runway heating systems | Construction Costs (CC) | Services and equipment | Mechanical systems |  | 2 | 05 | 010 | 000 | 2.05.010
1752 | Ss_60_30_75 | 60 | 30 | 75 |  | Runway heating systems | Renewal Costs (RC) | Services and equipment | Mechanical systems |  | 3 | 05 | 010 | 000 | 3.05.010
1752 | Ss_60_30_75 | 60 | 30 | 75 |  | Runway heating systems | Maintenance Costs (MC) | Services and equipment | Mechanical systems |  | 5 | 05 | 010 | 000 | 5.05.010
1753 | Ss_60_30_90 | 60 | 30 | 90 |  | Tramway heating systems | Construction Costs (CC) | Services and equipment | Mechanical systems |  | 2 | 05 | 010 | 000 | 2.05.010
1753 | Ss_60_30_90 | 60 | 30 | 90 |  | Tramway heating systems | Renewal Costs (RC) | Services and equipment | Mechanical systems |  | 3 | 05 | 010 | 000 | 3.05.010
1753 | Ss_60_30_90 | 60 | 30 | 90 |  | Tramway heating systems | Maintenance Costs (MC) | Services and equipment | Mechanical systems |  | 5 | 05 | 010 | 000 | 5.05.010
1754 | Ss_60_40 | 60 | 40 |  |  | Space heating and cooling systems | Construction Costs (CC) | Services and equipment | Mechanical systems |  | 2 | 05 | 010 | 000 | 2.05.010
1754 | Ss_60_40 | 60 | 40 |  |  | Space heating and cooling systems | Renewal Costs (RC) | Services and equipment | Mechanical systems |  | 3 | 05 | 010 | 000 | 3.05.010
1754 | Ss_60_40 | 60 | 40 |  |  | Space heating and cooling systems | Maintenance Costs (MC) | Services and equipment | Mechanical systems |  | 5 | 05 | 010 | 000 | 5.05.010
1755 | Ss_60_40_13 | 60 | 40 | 13 |  | Climatic ceiling and beam systems | Construction Costs (CC) | Services and equipment | Mechanical systems |  | 2 | 05 | 010 | 000 | 2.05.010
1755 | Ss_60_40_13 | 60 | 40 | 13 |  | Climatic ceiling and beam systems | Renewal Costs (RC) | Services and equipment | Mechanical systems |  | 3 | 05 | 010 | 000 | 3.05.010
1755 | Ss_60_40_13 | 60 | 40 | 13 |  | Climatic ceiling and beam systems | Maintenance Costs (MC) | Services and equipment | Mechanical systems |  | 5 | 05 | 010 | 000 | 5.05.010
1756 | Ss_60_40_13_13 | 60 | 40 | 13 | 13 | Climatic beam systems | Construction Costs (CC) | Services and equipment | Mechanical systems |  | 2 | 05 | 010 | 000 | 2.05.010
1756 | Ss_60_40_13_13 | 60 | 40 | 13 | 13 | Climatic beam systems | Renewal Costs (RC) | Services and equipment | Mechanical systems |  | 3 | 05 | 010 | 000 | 3.05.010
1756 | Ss_60_40_13_13 | 60 | 40 | 13 | 13 | Climatic beam systems | Maintenance Costs (MC) | Services and equipment | Mechanical systems |  | 5 | 05 | 010 | 000 | 5.05.010
1757 | Ss_60_40_13_14 | 60 | 40 | 13 | 14 | Climatic ceiling systems | Construction Costs (CC) | Services and equipment | Mechanical systems |  | 2 | 05 | 010 | 000 | 2.05.010
1757 | Ss_60_40_13_14 | 60 | 40 | 13 | 14 | Climatic ceiling systems | Renewal Costs (RC) | Services and equipment | Mechanical systems |  | 3 | 05 | 010 | 000 | 3.05.010
1757 | Ss_60_40_13_14 | 60 | 40 | 13 | 14 | Climatic ceiling systems | Maintenance Costs (MC) | Services and equipment | Mechanical systems |  | 5 | 05 | 010 | 000 | 5.05.010
1758 | Ss_60_40_15 | 60 | 40 | 15 |  | Combined heating, cooling and power systems | Construction Costs (CC) | Services and equipment | Mechanical systems |  | 2 | 05 | 010 | 000 | 2.05.010
1758 | Ss_60_40_15 | 60 | 40 | 15 |  | Combined heating, cooling and power systems | Renewal Costs (RC) | Services and equipment | Mechanical systems |  | 3 | 05 | 010 | 000 | 3.05.010
1758 | Ss_60_40_15 | 60 | 40 | 15 |  | Combined heating, cooling and power systems | Maintenance Costs (MC) | Services and equipment | Mechanical systems |  | 5 | 05 | 010 | 000 | 5.05.010
1759 | Ss_60_40_15_40 | 60 | 40 | 15 | 40 | Combined heat and power systems | Construction Costs (CC) | Services and equipment | Mechanical systems |  | 2 | 05 | 010 | 000 | 2.05.010
1759 | Ss_60_40_15_40 | 60 | 40 | 15 | 40 | Combined heat and power systems | Renewal Costs (RC) | Services and equipment | Mechanical systems |  | 3 | 05 | 010 | 000 | 3.05.010
1759 | Ss_60_40_15_40 | 60 | 40 | 15 | 40 | Combined heat and power systems | Maintenance Costs (MC) | Services and equipment | Mechanical systems |  | 5 | 05 | 010 | 000 | 5.05.010
1760 | Ss_60_40_15_90 | 60 | 40 | 15 | 90 | Combined underfloor heating and cooling systems | Construction Costs (CC) | Services and equipment | Mechanical systems |  | 2 | 05 | 010 | 000 | 2.05.010
1760 | Ss_60_40_15_90 | 60 | 40 | 15 | 90 | Combined underfloor heating and cooling systems | Renewal Costs (RC) | Services and equipment | Mechanical systems |  | 3 | 05 | 010 | 000 | 3.05.010
1760 | Ss_60_40_15_90 | 60 | 40 | 15 | 90 | Combined underfloor heating and cooling systems | Maintenance Costs (MC) | Services and equipment | Mechanical systems |  | 5 | 05 | 010 | 000 | 5.05.010
1761 | Ss_60_40_17 | 60 | 40 | 17 |  | Cooling systems | Construction Costs (CC) | Services and equipment | Mechanical systems |  | 2 | 05 | 010 | 000 | 2.05.010
1761 | Ss_60_40_17 | 60 | 40 | 17 |  | Cooling systems | Renewal Costs (RC) | Services and equipment | Mechanical systems |  | 3 | 05 | 010 | 000 | 3.05.010
1761 | Ss_60_40_17 | 60 | 40 | 17 |  | Cooling systems | Maintenance Costs (MC) | Services and equipment | Mechanical systems |  | 5 | 05 | 010 | 000 | 5.05.010
1762 | Ss_60_40_17_12 | 60 | 40 | 17 | 12 | Chilled water systems | Construction Costs (CC) | Services and equipment | Mechanical systems |  | 2 | 05 | 010 | 000 | 2.05.010
1762 | Ss_60_40_17_12 | 60 | 40 | 17 | 12 | Chilled water systems | Renewal Costs (RC) | Services and equipment | Mechanical systems |  | 3 | 05 | 010 | 000 | 3.05.010
1762 | Ss_60_40_17_12 | 60 | 40 | 17 | 12 | Chilled water systems | Maintenance Costs (MC) | Services and equipment | Mechanical systems |  | 5 | 05 | 010 | 000 | 5.05.010
1763 | Ss_60_40_17_21 | 60 | 40 | 17 | 21 | District cooling systems | Construction Costs (CC) | Services and equipment | Mechanical systems |  | 2 | 05 | 010 | 000 | 2.05.010
1763 | Ss_60_40_17_21 | 60 | 40 | 17 | 21 | District cooling systems | Renewal Costs (RC) | Services and equipment | Mechanical systems |  | 3 | 05 | 010 | 000 | 3.05.010
1763 | Ss_60_40_17_21 | 60 | 40 | 17 | 21 | District cooling systems | Maintenance Costs (MC) | Services and equipment | Mechanical systems |  | 5 | 05 | 010 | 000 | 5.05.010
1764 | Ss_60_40_17_71 | 60 | 40 | 17 | 71 | Refrigerant cooling systems | Construction Costs (CC) | Services and equipment | Mechanical systems |  | 2 | 05 | 010 | 000 | 2.05.010
1764 | Ss_60_40_17_71 | 60 | 40 | 17 | 71 | Refrigerant cooling systems | Renewal Costs (RC) | Services and equipment | Mechanical systems |  | 3 | 05 | 010 | 000 | 3.05.010
1764 | Ss_60_40_17_71 | 60 | 40 | 17 | 71 | Refrigerant cooling systems | Maintenance Costs (MC) | Services and equipment | Mechanical systems |  | 5 | 05 | 010 | 000 | 5.05.010
1765 | Ss_60_40_17_92 | 60 | 40 | 17 | 92 | Underfloor chilled water systems | Construction Costs (CC) | Services and equipment | Mechanical systems |  | 2 | 05 | 010 | 000 | 2.05.010
1765 | Ss_60_40_17_92 | 60 | 40 | 17 | 92 | Underfloor chilled water systems | Renewal Costs (RC) | Services and equipment | Mechanical systems |  | 3 | 05 | 010 | 000 | 3.05.010
1765 | Ss_60_40_17_92 | 60 | 40 | 17 | 92 | Underfloor chilled water systems | Maintenance Costs (MC) | Services and equipment | Mechanical systems |  | 5 | 05 | 010 | 000 | 5.05.010
1766 | Ss_60_40_17_94 | 60 | 40 | 17 | 94 | Variable refrigerant flow systems | Construction Costs (CC) | Services and equipment | Mechanical systems |  | 2 | 05 | 010 | 000 | 2.05.010
1766 | Ss_60_40_17_94 | 60 | 40 | 17 | 94 | Variable refrigerant flow systems | Renewal Costs (RC) | Services and equipment | Mechanical systems |  | 3 | 05 | 010 | 000 | 3.05.010
1766 | Ss_60_40_17_94 | 60 | 40 | 17 | 94 | Variable refrigerant flow systems | Maintenance Costs (MC) | Services and equipment | Mechanical systems |  | 5 | 05 | 010 | 000 | 5.05.010
1767 | Ss_60_40_17_96 | 60 | 40 | 17 | 96 | Water cooling systems | Construction Costs (CC) | Services and equipment | Mechanical systems |  | 2 | 05 | 010 | 000 | 2.05.010
1767 | Ss_60_40_17_96 | 60 | 40 | 17 | 96 | Water cooling systems | Renewal Costs (RC) | Services and equipment | Mechanical systems |  | 3 | 05 | 010 | 000 | 3.05.010
1767 | Ss_60_40_17_96 | 60 | 40 | 17 | 96 | Water cooling systems | Maintenance Costs (MC) | Services and equipment | Mechanical systems |  | 5 | 05 | 010 | 000 | 5.05.010
1768 | Ss_60_40_36 | 60 | 40 | 36 |  | Heat pump systems | Construction Costs (CC) | Services and equipment | Mechanical systems |  | 2 | 05 | 010 | 000 | 2.05.010
1768 | Ss_60_40_36 | 60 | 40 | 36 |  | Heat pump systems | Renewal Costs (RC) | Services and equipment | Mechanical systems |  | 3 | 05 | 010 | 000 | 3.05.010
1768 | Ss_60_40_36 | 60 | 40 | 36 |  | Heat pump systems | Maintenance Costs (MC) | Services and equipment | Mechanical systems |  | 5 | 05 | 010 | 000 | 5.05.010
1769 | Ss_60_40_36_05 | 60 | 40 | 36 | 05 | Air source heat pump systems | Construction Costs (CC) | Services and equipment | Mechanical systems |  | 2 | 05 | 010 | 000 | 2.05.010
1769 | Ss_60_40_36_05 | 60 | 40 | 36 | 05 | Air source heat pump systems | Renewal Costs (RC) | Services and equipment | Mechanical systems |  | 3 | 05 | 010 | 000 | 3.05.010
1769 | Ss_60_40_36_05 | 60 | 40 | 36 | 05 | Air source heat pump systems | Maintenance Costs (MC) | Services and equipment | Mechanical systems |  | 5 | 05 | 010 | 000 | 5.05.010
1770 | Ss_60_40_36_35 | 60 | 40 | 36 | 35 | Ground source heat pump systems | Construction Costs (CC) | Services and equipment | Mechanical systems |  | 2 | 05 | 010 | 000 | 2.05.010
1770 | Ss_60_40_36_35 | 60 | 40 | 36 | 35 | Ground source heat pump systems | Renewal Costs (RC) | Services and equipment | Mechanical systems |  | 3 | 05 | 010 | 000 | 3.05.010
1770 | Ss_60_40_36_35 | 60 | 40 | 36 | 35 | Ground source heat pump systems | Maintenance Costs (MC) | Services and equipment | Mechanical systems |  | 5 | 05 | 010 | 000 | 5.05.010
1771 | Ss_60_40_36_96 | 60 | 40 | 36 | 96 | Water source heat pump systems | Construction Costs (CC) | Services and equipment | Mechanical systems |  | 2 | 05 | 010 | 000 | 2.05.010
1771 | Ss_60_40_36_96 | 60 | 40 | 36 | 96 | Water source heat pump systems | Renewal Costs (RC) | Services and equipment | Mechanical systems |  | 3 | 05 | 010 | 000 | 3.05.010
1771 | Ss_60_40_36_96 | 60 | 40 | 36 | 96 | Water source heat pump systems | Maintenance Costs (MC) | Services and equipment | Mechanical systems |  | 5 | 05 | 010 | 000 | 5.05.010
1772 | Ss_60_40_37 | 60 | 40 | 37 |  | Heating systems | Construction Costs (CC) | Services and equipment | Mechanical systems |  | 2 | 05 | 010 | 000 | 2.05.010
1772 | Ss_60_40_37 | 60 | 40 | 37 |  | Heating systems | Renewal Costs (RC) | Services and equipment | Mechanical systems |  | 3 | 05 | 010 | 000 | 3.05.010
1772 | Ss_60_40_37 | 60 | 40 | 37 |  | Heating systems | Maintenance Costs (MC) | Services and equipment | Mechanical systems |  | 5 | 05 | 010 | 000 | 5.05.010
1773 | Ss_60_40_37_21 | 60 | 40 | 37 | 21 | Direct gas fired heating systems | Construction Costs (CC) | Services and equipment | Mechanical systems |  | 2 | 05 | 010 | 000 | 2.05.010
1773 | Ss_60_40_37_21 | 60 | 40 | 37 | 21 | Direct gas fired heating systems | Renewal Costs (RC) | Services and equipment | Mechanical systems |  | 3 | 05 | 010 | 000 | 3.05.010
1773 | Ss_60_40_37_21 | 60 | 40 | 37 | 21 | Direct gas fired heating systems | Maintenance Costs (MC) | Services and equipment | Mechanical systems |  | 5 | 05 | 010 | 000 | 5.05.010
1774 | Ss_60_40_37_22 | 60 | 40 | 37 | 22 | District heating systems | Construction Costs (CC) | Services and equipment | Mechanical systems |  | 2 | 05 | 010 | 000 | 2.05.010
1774 | Ss_60_40_37_22 | 60 | 40 | 37 | 22 | District heating systems | Renewal Costs (RC) | Services and equipment | Mechanical systems |  | 3 | 05 | 010 | 000 | 3.05.010
1774 | Ss_60_40_37_22 | 60 | 40 | 37 | 22 | District heating systems | Maintenance Costs (MC) | Services and equipment | Mechanical systems |  | 5 | 05 | 010 | 000 | 5.05.010
1775 | Ss_60_40_37_26 | 60 | 40 | 37 | 26 | Electric heating systems | Construction Costs (CC) | Services and equipment | Mechanical systems |  | 2 | 05 | 010 | 000 | 2.05.010
1775 | Ss_60_40_37_26 | 60 | 40 | 37 | 26 | Electric heating systems | Renewal Costs (RC) | Services and equipment | Mechanical systems |  | 3 | 05 | 010 | 000 | 3.05.010
1775 | Ss_60_40_37_26 | 60 | 40 | 37 | 26 | Electric heating systems | Maintenance Costs (MC) | Services and equipment | Mechanical systems |  | 5 | 05 | 010 | 000 | 5.05.010
1776 | Ss_60_40_37_27 | 60 | 40 | 37 | 27 | Electric underfloor heating systems | Construction Costs (CC) | Services and equipment | Mechanical systems |  | 2 | 05 | 010 | 000 | 2.05.010
1776 | Ss_60_40_37_27 | 60 | 40 | 37 | 27 | Electric underfloor heating systems | Renewal Costs (RC) | Services and equipment | Mechanical systems |  | 3 | 05 | 010 | 000 | 3.05.010
1776 | Ss_60_40_37_27 | 60 | 40 | 37 | 27 | Electric underfloor heating systems | Maintenance Costs (MC) | Services and equipment | Mechanical systems |  | 5 | 05 | 010 | 000 | 5.05.010
1777 | Ss_60_40_37_28 | 60 | 40 | 37 | 28 | Electrical resistance trace heating systems | Construction Costs (CC) | Services and equipment | Mechanical systems |  | 2 | 05 | 010 | 000 | 2.05.010
1777 | Ss_60_40_37_28 | 60 | 40 | 37 | 28 | Electrical resistance trace heating systems | Renewal Costs (RC) | Services and equipment | Mechanical systems |  | 3 | 05 | 010 | 000 | 3.05.010
1777 | Ss_60_40_37_28 | 60 | 40 | 37 | 28 | Electrical resistance trace heating systems | Maintenance Costs (MC) | Services and equipment | Mechanical systems |  | 5 | 05 | 010 | 000 | 5.05.010
1778 | Ss_60_40_37_48 | 60 | 40 | 37 | 48 | Low temperature hot water heating systems | Construction Costs (CC) | Services and equipment | Mechanical systems |  | 2 | 05 | 010 | 000 | 2.05.010
1778 | Ss_60_40_37_48 | 60 | 40 | 37 | 48 | Low temperature hot water heating systems | Renewal Costs (RC) | Services and equipment | Mechanical systems |  | 3 | 05 | 010 | 000 | 3.05.010
1778 | Ss_60_40_37_48 | 60 | 40 | 37 | 48 | Low temperature hot water heating systems | Maintenance Costs (MC) | Services and equipment | Mechanical systems |  | 5 | 05 | 010 | 000 | 5.05.010
1779 | Ss_60_40_37_51 | 60 | 40 | 37 | 51 | Medium temperature hot water heating systems | Construction Costs (CC) | Services and equipment | Mechanical systems |  | 2 | 05 | 010 | 000 | 2.05.010
1779 | Ss_60_40_37_51 | 60 | 40 | 37 | 51 | Medium temperature hot water heating systems | Renewal Costs (RC) | Services and equipment | Mechanical systems |  | 3 | 05 | 010 | 000 | 3.05.010
1779 | Ss_60_40_37_51 | 60 | 40 | 37 | 51 | Medium temperature hot water heating systems | Maintenance Costs (MC) | Services and equipment | Mechanical systems |  | 5 | 05 | 010 | 000 | 5.05.010
1780 | Ss_60_40_37_81 | 60 | 40 | 37 | 81 | Solar heating systems | Construction Costs (CC) | Services and equipment | Mechanical systems |  | 2 | 05 | 010 | 000 | 2.05.010
1780 | Ss_60_40_37_81 | 60 | 40 | 37 | 81 | Solar heating systems | Renewal Costs (RC) | Services and equipment | Mechanical systems |  | 3 | 05 | 010 | 000 | 3.05.010
1780 | Ss_60_40_37_81 | 60 | 40 | 37 | 81 | Solar heating systems | Maintenance Costs (MC) | Services and equipment | Mechanical systems |  | 5 | 05 | 010 | 000 | 5.05.010
1781 | Ss_60_40_37_85 | 60 | 40 | 37 | 85 | Steam heating systems | Construction Costs (CC) | Services and equipment | Mechanical systems |  | 2 | 05 | 010 | 000 | 2.05.010
1781 | Ss_60_40_37_85 | 60 | 40 | 37 | 85 | Steam heating systems | Renewal Costs (RC) | Services and equipment | Mechanical systems |  | 3 | 05 | 010 | 000 | 3.05.010
1781 | Ss_60_40_37_85 | 60 | 40 | 37 | 85 | Steam heating systems | Maintenance Costs (MC) | Services and equipment | Mechanical systems |  | 5 | 05 | 010 | 000 | 5.05.010
1782 | Ss_60_40_37_94 | 60 | 40 | 37 | 94 | Underfloor low temperature hot water heating systems | Construction Costs (CC) | Services and equipment | Mechanical systems |  | 2 | 05 | 010 | 000 | 2.05.010
1782 | Ss_60_40_37_94 | 60 | 40 | 37 | 94 | Underfloor low temperature hot water heating systems | Renewal Costs (RC) | Services and equipment | Mechanical systems |  | 3 | 05 | 010 | 000 | 3.05.010
1782 | Ss_60_40_37_94 | 60 | 40 | 37 | 94 | Underfloor low temperature hot water heating systems | Maintenance Costs (MC) | Services and equipment | Mechanical systems |  | 5 | 05 | 010 | 000 | 5.05.010
1783 | Ss_60_40_84 | 60 | 40 | 84 |  | Space heating and cooling distribution network systems | Construction Costs (CC) | Services and equipment | Mechanical systems |  | 2 | 05 | 010 | 000 | 2.05.010
1783 | Ss_60_40_84 | 60 | 40 | 84 |  | Space heating and cooling distribution network systems | Renewal Costs (RC) | Services and equipment | Mechanical systems |  | 3 | 05 | 010 | 000 | 3.05.010
1783 | Ss_60_40_84 | 60 | 40 | 84 |  | Space heating and cooling distribution network systems | Maintenance Costs (MC) | Services and equipment | Mechanical systems |  | 5 | 05 | 010 | 000 | 5.05.010
1784 | Ss_60_40_84_21 | 60 | 40 | 84 | 21 | District cooling distribution network systems | Construction Costs (CC) | Services and equipment | Mechanical systems |  | 2 | 05 | 010 | 000 | 2.05.010
1784 | Ss_60_40_84_21 | 60 | 40 | 84 | 21 | District cooling distribution network systems | Renewal Costs (RC) | Services and equipment | Mechanical systems |  | 3 | 05 | 010 | 000 | 3.05.010
1784 | Ss_60_40_84_21 | 60 | 40 | 84 | 21 | District cooling distribution network systems | Maintenance Costs (MC) | Services and equipment | Mechanical systems |  | 5 | 05 | 010 | 000 | 5.05.010
1785 | Ss_60_40_84_22 | 60 | 40 | 84 | 22 | District heating distribution network systems | Construction Costs (CC) | Services and equipment | Mechanical systems |  | 2 | 05 | 010 | 000 | 2.05.010
1785 | Ss_60_40_84_22 | 60 | 40 | 84 | 22 | District heating distribution network systems | Renewal Costs (RC) | Services and equipment | Mechanical systems |  | 3 | 05 | 010 | 000 | 3.05.010
1785 | Ss_60_40_84_22 | 60 | 40 | 84 | 22 | District heating distribution network systems | Maintenance Costs (MC) | Services and equipment | Mechanical systems |  | 5 | 05 | 010 | 000 | 5.05.010
1786 | Ss_60_60 | 60 | 60 |  |  | Refrigeration systems | Construction Costs (CC) | Services and equipment | Mechanical systems |  | 2 | 05 | 010 | 000 | 2.05.010
1786 | Ss_60_60 | 60 | 60 |  |  | Refrigeration systems | Renewal Costs (RC) | Services and equipment | Mechanical systems |  | 3 | 05 | 010 | 000 | 3.05.010
1786 | Ss_60_60 | 60 | 60 |  |  | Refrigeration systems | Maintenance Costs (MC) | Services and equipment | Mechanical systems |  | 5 | 05 | 010 | 000 | 5.05.010
1787 | Ss_60_60_15 | 60 | 60 | 15 |  | Cold room systems | Construction Costs (CC) | Services and equipment | Mechanical systems |  | 2 | 05 | 010 | 000 | 2.05.010
1787 | Ss_60_60_15 | 60 | 60 | 15 |  | Cold room systems | Renewal Costs (RC) | Services and equipment | Mechanical systems |  | 3 | 05 | 010 | 000 | 3.05.010
1787 | Ss_60_60_15 | 60 | 60 | 15 |  | Cold room systems | Maintenance Costs (MC) | Services and equipment | Mechanical systems |  | 5 | 05 | 010 | 000 | 5.05.010
1788 | Ss_60_60_15_10 | 60 | 60 | 15 | 10 | Catering cold room systems | Construction Costs (CC) | Services and equipment | Mechanical systems |  | 2 | 05 | 010 | 000 | 2.05.010
1788 | Ss_60_60_15_10 | 60 | 60 | 15 | 10 | Catering cold room systems | Renewal Costs (RC) | Services and equipment | Mechanical systems |  | 3 | 05 | 010 | 000 | 3.05.010
1788 | Ss_60_60_15_10 | 60 | 60 | 15 | 10 | Catering cold room systems | Maintenance Costs (MC) | Services and equipment | Mechanical systems |  | 5 | 05 | 010 | 000 | 5.05.010
1789 | Ss_60_60_15_50 | 60 | 60 | 15 | 50 | Mortuary cold room systems | Construction Costs (CC) | Services and equipment | Mechanical systems |  | 2 | 05 | 010 | 000 | 2.05.010
1789 | Ss_60_60_15_50 | 60 | 60 | 15 | 50 | Mortuary cold room systems | Renewal Costs (RC) | Services and equipment | Mechanical systems |  | 3 | 05 | 010 | 000 | 3.05.010
1789 | Ss_60_60_15_50 | 60 | 60 | 15 | 50 | Mortuary cold room systems | Maintenance Costs (MC) | Services and equipment | Mechanical systems |  | 5 | 05 | 010 | 000 | 5.05.010
1790 | Ss_60_60_17 | 60 | 60 | 17 |  | Cold storage systems | Construction Costs (CC) | Services and equipment | Mechanical systems |  | 2 | 05 | 010 | 000 | 2.05.010
1790 | Ss_60_60_17 | 60 | 60 | 17 |  | Cold storage systems | Renewal Costs (RC) | Services and equipment | Mechanical systems |  | 3 | 05 | 010 | 000 | 3.05.010
1790 | Ss_60_60_17 | 60 | 60 | 17 |  | Cold storage systems | Maintenance Costs (MC) | Services and equipment | Mechanical systems |  | 5 | 05 | 010 | 000 | 5.05.010
1791 | Ss_60_60_70 | 60 | 60 | 70 |  | Refrigerant systems | Construction Costs (CC) | Services and equipment | Mechanical systems |  | 2 | 05 | 010 | 000 | 2.05.010
1791 | Ss_60_60_70 | 60 | 60 | 70 |  | Refrigerant systems | Renewal Costs (RC) | Services and equipment | Mechanical systems |  | 3 | 05 | 010 | 000 | 3.05.010
1791 | Ss_60_60_70 | 60 | 60 | 70 |  | Refrigerant systems | Maintenance Costs (MC) | Services and equipment | Mechanical systems |  | 5 | 05 | 010 | 000 | 5.05.010
1792 | Ss_60_60_70_15 | 60 | 60 | 70 | 15 | Refrigerant charging systems | Construction Costs (CC) | Services and equipment | Mechanical systems |  | 2 | 05 | 010 | 000 | 2.05.010
1792 | Ss_60_60_70_15 | 60 | 60 | 70 | 15 | Refrigerant charging systems | Renewal Costs (RC) | Services and equipment | Mechanical systems |  | 3 | 05 | 010 | 000 | 3.05.010
1792 | Ss_60_60_70_15 | 60 | 60 | 70 | 15 | Refrigerant charging systems | Maintenance Costs (MC) | Services and equipment | Mechanical systems |  | 5 | 05 | 010 | 000 | 5.05.010
1793 | Ss_60_60_70_70 | 60 | 60 | 70 | 70 | Refrigerant recovery systems | Construction Costs (CC) | Services and equipment | Mechanical systems |  | 2 | 05 | 010 | 000 | 2.05.010
1793 | Ss_60_60_70_70 | 60 | 60 | 70 | 70 | Refrigerant recovery systems | Renewal Costs (RC) | Services and equipment | Mechanical systems |  | 3 | 05 | 010 | 000 | 3.05.010
1793 | Ss_60_60_70_70 | 60 | 60 | 70 | 70 | Refrigerant recovery systems | Maintenance Costs (MC) | Services and equipment | Mechanical systems |  | 5 | 05 | 010 | 000 | 5.05.010
1794 | Ss_60_80 | 60 | 80 |  |  | Drying systems | Construction Costs (CC) | Services and equipment | Mechanical systems |  | 2 | 05 | 010 | 000 | 2.05.010
1794 | Ss_60_80 | 60 | 80 |  |  | Drying systems | Renewal Costs (RC) | Services and equipment | Mechanical systems |  | 3 | 05 | 010 | 000 | 3.05.010
1794 | Ss_60_80 | 60 | 80 |  |  | Drying systems | Maintenance Costs (MC) | Services and equipment | Mechanical systems |  | 5 | 05 | 010 | 000 | 5.05.010
1795 | Ss_60_80_08 | 60 | 80 | 08 |  | Bottle and can drying systems | Construction Costs (CC) | Services and equipment | Mechanical systems |  | 2 | 05 | 010 | 000 | 2.05.010
1795 | Ss_60_80_08 | 60 | 80 | 08 |  | Bottle and can drying systems | Renewal Costs (RC) | Services and equipment | Mechanical systems |  | 3 | 05 | 010 | 000 | 3.05.010
1795 | Ss_60_80_08 | 60 | 80 | 08 |  | Bottle and can drying systems | Maintenance Costs (MC) | Services and equipment | Mechanical systems |  | 5 | 05 | 010 | 000 | 5.05.010
1796 | Ss_60_95 | 60 | 95 |  |  | Temporary heating, cooling and refrigeration systems | Construction Costs (CC) | Services and equipment | Mechanical systems |  | 2 | 05 | 010 | 000 | 2.05.010
1796 | Ss_60_95 | 60 | 95 |  |  | Temporary heating, cooling and refrigeration systems | Renewal Costs (RC) | Services and equipment | Mechanical systems |  | 3 | 05 | 010 | 000 | 3.05.010
1796 | Ss_60_95 | 60 | 95 |  |  | Temporary heating, cooling and refrigeration systems | Maintenance Costs (MC) | Services and equipment | Mechanical systems |  | 5 | 05 | 010 | 000 | 5.05.010
1797 | Ss_65 | 65 |  |  |  | Ventilation and air conditioning systems | Construction Costs (CC) | Services and equipment | Mechanical systems |  | 2 | 05 | 010 | 000 | 2.05.010
1797 | Ss_65 | 65 |  |  |  | Ventilation and air conditioning systems | Renewal Costs (RC) | Services and equipment | Mechanical systems |  | 3 | 05 | 010 | 000 | 3.05.010
1797 | Ss_65 | 65 |  |  |  | Ventilation and air conditioning systems | Maintenance Costs (MC) | Services and equipment | Mechanical systems |  | 5 | 05 | 010 | 000 | 5.05.010
1798 | Ss_65_40 | 65 | 40 |  |  | Ventilation systems | Construction Costs (CC) | Services and equipment | Mechanical systems |  | 2 | 05 | 010 | 000 | 2.05.010
1798 | Ss_65_40 | 65 | 40 |  |  | Ventilation systems | Renewal Costs (RC) | Services and equipment | Mechanical systems |  | 3 | 05 | 010 | 000 | 3.05.010
1798 | Ss_65_40 | 65 | 40 |  |  | Ventilation systems | Maintenance Costs (MC) | Services and equipment | Mechanical systems |  | 5 | 05 | 010 | 000 | 5.05.010
1799 | Ss_65_40_25 | 65 | 40 | 25 |  | Dust extract systems | Construction Costs (CC) | Services and equipment | Mechanical systems |  | 2 | 05 | 010 | 000 | 2.05.010
1799 | Ss_65_40_25 | 65 | 40 | 25 |  | Dust extract systems | Renewal Costs (RC) | Services and equipment | Mechanical systems |  | 3 | 05 | 010 | 000 | 3.05.010
1799 | Ss_65_40_25 | 65 | 40 | 25 |  | Dust extract systems | Maintenance Costs (MC) | Services and equipment | Mechanical systems |  | 5 | 05 | 010 | 000 | 5.05.010
1800 | Ss_65_40_32 | 65 | 40 | 32 |  | Fume extract systems | Construction Costs (CC) | Services and equipment | Mechanical systems |  | 2 | 05 | 010 | 000 | 2.05.010
1800 | Ss_65_40_32 | 65 | 40 | 32 |  | Fume extract systems | Renewal Costs (RC) | Services and equipment | Mechanical systems |  | 3 | 05 | 010 | 000 | 3.05.010
1800 | Ss_65_40_32 | 65 | 40 | 32 |  | Fume extract systems | Maintenance Costs (MC) | Services and equipment | Mechanical systems |  | 5 | 05 | 010 | 000 | 5.05.010
1801 | Ss_65_40_32_32 | 65 | 40 | 32 | 32 | Fume cupboard extract systems | Construction Costs (CC) | Services and equipment | Mechanical systems |  | 2 | 05 | 010 | 000 | 2.05.010
1801 | Ss_65_40_32_32 | 65 | 40 | 32 | 32 | Fume cupboard extract systems | Renewal Costs (RC) | Services and equipment | Mechanical systems |  | 3 | 05 | 010 | 000 | 3.05.010
1801 | Ss_65_40_32_32 | 65 | 40 | 32 | 32 | Fume cupboard extract systems | Maintenance Costs (MC) | Services and equipment | Mechanical systems |  | 5 | 05 | 010 | 000 | 5.05.010
1802 | Ss_65_40_32_70 | 65 | 40 | 32 | 70 | Recirculatory fume cupboard systems | Construction Costs (CC) | Services and equipment | Mechanical systems |  | 2 | 05 | 010 | 000 | 2.05.010
1802 | Ss_65_40_32_70 | 65 | 40 | 32 | 70 | Recirculatory fume cupboard systems | Renewal Costs (RC) | Services and equipment | Mechanical systems |  | 3 | 05 | 010 | 000 | 3.05.010
1802 | Ss_65_40_32_70 | 65 | 40 | 32 | 70 | Recirculatory fume cupboard systems | Maintenance Costs (MC) | Services and equipment | Mechanical systems |  | 5 | 05 | 010 | 000 | 5.05.010
1803 | Ss_65_40_32_75 | 65 | 40 | 32 | 75 | Safety cabinet extract systems | Construction Costs (CC) | Services and equipment | Mechanical systems |  | 2 | 05 | 010 | 000 | 2.05.010
1803 | Ss_65_40_32_75 | 65 | 40 | 32 | 75 | Safety cabinet extract systems | Renewal Costs (RC) | Services and equipment | Mechanical systems |  | 3 | 05 | 010 | 000 | 3.05.010
1803 | Ss_65_40_32_75 | 65 | 40 | 32 | 75 | Safety cabinet extract systems | Maintenance Costs (MC) | Services and equipment | Mechanical systems |  | 5 | 05 | 010 | 000 | 5.05.010
1804 | Ss_65_40_33 | 65 | 40 | 33 |  | General space ventilation systems | Construction Costs (CC) | Services and equipment | Mechanical systems |  | 2 | 05 | 010 | 000 | 2.05.010
1804 | Ss_65_40_33 | 65 | 40 | 33 |  | General space ventilation systems | Renewal Costs (RC) | Services and equipment | Mechanical systems |  | 3 | 05 | 010 | 000 | 3.05.010
1804 | Ss_65_40_33 | 65 | 40 | 33 |  | General space ventilation systems | Maintenance Costs (MC) | Services and equipment | Mechanical systems |  | 5 | 05 | 010 | 000 | 5.05.010
1805 | Ss_65_40_33_45 | 65 | 40 | 33 | 45 | Kitchen extract ventilation systems | Construction Costs (CC) | Services and equipment | Mechanical systems |  | 2 | 05 | 010 | 000 | 2.05.010
1805 | Ss_65_40_33_45 | 65 | 40 | 33 | 45 | Kitchen extract ventilation systems | Renewal Costs (RC) | Services and equipment | Mechanical systems |  | 3 | 05 | 010 | 000 | 3.05.010
1805 | Ss_65_40_33_45 | 65 | 40 | 33 | 45 | Kitchen extract ventilation systems | Maintenance Costs (MC) | Services and equipment | Mechanical systems |  | 5 | 05 | 010 | 000 | 5.05.010
1806 | Ss_65_40_33_48 | 65 | 40 | 33 | 48 | Local extract ventilation systems | Construction Costs (CC) | Services and equipment | Mechanical systems |  | 2 | 05 | 010 | 000 | 2.05.010
1806 | Ss_65_40_33_48 | 65 | 40 | 33 | 48 | Local extract ventilation systems | Renewal Costs (RC) | Services and equipment | Mechanical systems |  | 3 | 05 | 010 | 000 | 3.05.010
1806 | Ss_65_40_33_48 | 65 | 40 | 33 | 48 | Local extract ventilation systems | Maintenance Costs (MC) | Services and equipment | Mechanical systems |  | 5 | 05 | 010 | 000 | 5.05.010
1807 | Ss_65_40_33_50 | 65 | 40 | 33 | 50 | Mechanical extract ventilation systems | Construction Costs (CC) | Services and equipment | Mechanical systems |  | 2 | 05 | 010 | 000 | 2.05.010
1807 | Ss_65_40_33_50 | 65 | 40 | 33 | 50 | Mechanical extract ventilation systems | Renewal Costs (RC) | Services and equipment | Mechanical systems |  | 3 | 05 | 010 | 000 | 3.05.010
1807 | Ss_65_40_33_50 | 65 | 40 | 33 | 50 | Mechanical extract ventilation systems | Maintenance Costs (MC) | Services and equipment | Mechanical systems |  | 5 | 05 | 010 | 000 | 5.05.010
1808 | Ss_65_40_33_51 | 65 | 40 | 33 | 51 | Mechanical supply ventilation systems | Construction Costs (CC) | Services and equipment | Mechanical systems |  | 2 | 05 | 010 | 000 | 2.05.010
1808 | Ss_65_40_33_51 | 65 | 40 | 33 | 51 | Mechanical supply ventilation systems | Renewal Costs (RC) | Services and equipment | Mechanical systems |  | 3 | 05 | 010 | 000 | 3.05.010
1808 | Ss_65_40_33_51 | 65 | 40 | 33 | 51 | Mechanical supply ventilation systems | Maintenance Costs (MC) | Services and equipment | Mechanical systems |  | 5 | 05 | 010 | 000 | 5.05.010
1809 | Ss_65_40_33_52 | 65 | 40 | 33 | 52 | Mechanical and whole building ventilation systems | Construction Costs (CC) | Services and equipment | Mechanical systems |  | 2 | 05 | 010 | 000 | 2.05.010
1809 | Ss_65_40_33_52 | 65 | 40 | 33 | 52 | Mechanical and whole building ventilation systems | Renewal Costs (RC) | Services and equipment | Mechanical systems |  | 3 | 05 | 010 | 000 | 3.05.010
1809 | Ss_65_40_33_52 | 65 | 40 | 33 | 52 | Mechanical and whole building ventilation systems | Maintenance Costs (MC) | Services and equipment | Mechanical systems |  | 5 | 05 | 010 | 000 | 5.05.010
1810 | Ss_65_40_33_56 | 65 | 40 | 33 | 56 | Natural ventilation systems | Construction Costs (CC) | Services and equipment | Mechanical systems |  | 2 | 05 | 010 | 000 | 2.05.010
1810 | Ss_65_40_33_56 | 65 | 40 | 33 | 56 | Natural ventilation systems | Renewal Costs (RC) | Services and equipment | Mechanical systems |  | 3 | 05 | 010 | 000 | 3.05.010
1810 | Ss_65_40_33_56 | 65 | 40 | 33 | 56 | Natural ventilation systems | Maintenance Costs (MC) | Services and equipment | Mechanical systems |  | 5 | 05 | 010 | 000 | 5.05.010
1811 | Ss_65_40_33_60 | 65 | 40 | 33 | 60 | Passive stack ventilation systems | Construction Costs (CC) | Services and equipment | Mechanical systems |  | 2 | 05 | 010 | 000 | 2.05.010
1811 | Ss_65_40_33_60 | 65 | 40 | 33 | 60 | Passive stack ventilation systems | Renewal Costs (RC) | Services and equipment | Mechanical systems |  | 3 | 05 | 010 | 000 | 3.05.010
1811 | Ss_65_40_33_60 | 65 | 40 | 33 | 60 | Passive stack ventilation systems | Maintenance Costs (MC) | Services and equipment | Mechanical systems |  | 5 | 05 | 010 | 000 | 5.05.010
1812 | Ss_65_40_33_90 | 65 | 40 | 33 | 90 | Toilet extract ventilation systems | Construction Costs (CC) | Services and equipment | Mechanical systems |  | 2 | 05 | 010 | 000 | 2.05.010
1812 | Ss_65_40_33_90 | 65 | 40 | 33 | 90 | Toilet extract ventilation systems | Renewal Costs (RC) | Services and equipment | Mechanical systems |  | 3 | 05 | 010 | 000 | 3.05.010
1812 | Ss_65_40_33_90 | 65 | 40 | 33 | 90 | Toilet extract ventilation systems | Maintenance Costs (MC) | Services and equipment | Mechanical systems |  | 5 | 05 | 010 | 000 | 5.05.010
1813 | Ss_65_40_42 | 65 | 40 | 42 |  | Industrial fume extract systems | Construction Costs (CC) | Services and equipment | Mechanical systems |  | 2 | 05 | 010 | 000 | 2.05.010
1813 | Ss_65_40_42 | 65 | 40 | 42 |  | Industrial fume extract systems | Renewal Costs (RC) | Services and equipment | Mechanical systems |  | 3 | 05 | 010 | 000 | 3.05.010
1813 | Ss_65_40_42 | 65 | 40 | 42 |  | Industrial fume extract systems | Maintenance Costs (MC) | Services and equipment | Mechanical systems |  | 5 | 05 | 010 | 000 | 5.05.010
1814 | Ss_65_40_42_45 | 65 | 40 | 42 | 45 | Local exhaust ventilation systems | Construction Costs (CC) | Services and equipment | Mechanical systems |  | 2 | 05 | 010 | 000 | 2.05.010
1814 | Ss_65_40_42_45 | 65 | 40 | 42 | 45 | Local exhaust ventilation systems | Renewal Costs (RC) | Services and equipment | Mechanical systems |  | 3 | 05 | 010 | 000 | 3.05.010
1814 | Ss_65_40_42_45 | 65 | 40 | 42 | 45 | Local exhaust ventilation systems | Maintenance Costs (MC) | Services and equipment | Mechanical systems |  | 5 | 05 | 010 | 000 | 5.05.010
1815 | Ss_65_40_42_95 | 65 | 40 | 42 | 95 | Vehicle exhaust extract systems | Construction Costs (CC) | Services and equipment | Mechanical systems |  | 2 | 05 | 010 | 000 | 2.05.010
1815 | Ss_65_40_42_95 | 65 | 40 | 42 | 95 | Vehicle exhaust extract systems | Renewal Costs (RC) | Services and equipment | Mechanical systems |  | 3 | 05 | 010 | 000 | 3.05.010
1815 | Ss_65_40_42_95 | 65 | 40 | 42 | 95 | Vehicle exhaust extract systems | Maintenance Costs (MC) | Services and equipment | Mechanical systems |  | 5 | 05 | 010 | 000 | 5.05.010
1816 | Ss_65_40_55 | 65 | 40 | 55 |  | Nuclear ventilation systems | Construction Costs (CC) | Services and equipment | Mechanical systems |  | 2 | 05 | 010 | 000 | 2.05.010
1816 | Ss_65_40_55 | 65 | 40 | 55 |  | Nuclear ventilation systems | Renewal Costs (RC) | Services and equipment | Mechanical systems |  | 3 | 05 | 010 | 000 | 3.05.010
1816 | Ss_65_40_55 | 65 | 40 | 55 |  | Nuclear ventilation systems | Maintenance Costs (MC) | Services and equipment | Mechanical systems |  | 5 | 05 | 010 | 000 | 5.05.010
1817 | Ss_65_40_55_22 | 65 | 40 | 55 | 22 | Decontamination areas ventilation systems | Construction Costs (CC) | Services and equipment | Mechanical systems |  | 2 | 05 | 010 | 000 | 2.05.010
1817 | Ss_65_40_55_22 | 65 | 40 | 55 | 22 | Decontamination areas ventilation systems | Renewal Costs (RC) | Services and equipment | Mechanical systems |  | 3 | 05 | 010 | 000 | 3.05.010
1817 | Ss_65_40_55_22 | 65 | 40 | 55 | 22 | Decontamination areas ventilation systems | Maintenance Costs (MC) | Services and equipment | Mechanical systems |  | 5 | 05 | 010 | 000 | 5.05.010
1818 | Ss_65_40_80 | 65 | 40 | 80 |  | Smoke extract and control systems | Construction Costs (CC) | Services and equipment | Mechanical systems |  | 2 | 05 | 010 | 000 | 2.05.010
1818 | Ss_65_40_80 | 65 | 40 | 80 |  | Smoke extract and control systems | Renewal Costs (RC) | Services and equipment | Mechanical systems |  | 3 | 05 | 010 | 000 | 3.05.010
1818 | Ss_65_40_80 | 65 | 40 | 80 |  | Smoke extract and control systems | Maintenance Costs (MC) | Services and equipment | Mechanical systems |  | 5 | 05 | 010 | 000 | 5.05.010
1819 | Ss_65_40_80_65 | 65 | 40 | 80 | 65 | Pressure differential systems | Construction Costs (CC) | Services and equipment | Mechanical systems |  | 2 | 05 | 010 | 000 | 2.05.010
1819 | Ss_65_40_80_65 | 65 | 40 | 80 | 65 | Pressure differential systems | Renewal Costs (RC) | Services and equipment | Mechanical systems |  | 3 | 05 | 010 | 000 | 3.05.010
1819 | Ss_65_40_80_65 | 65 | 40 | 80 | 65 | Pressure differential systems | Maintenance Costs (MC) | Services and equipment | Mechanical systems |  | 5 | 05 | 010 | 000 | 5.05.010
1820 | Ss_65_40_80_80 | 65 | 40 | 80 | 80 | Smoke and heat exhaust ventilation systems | Construction Costs (CC) | Services and equipment | Mechanical systems |  | 2 | 05 | 010 | 000 | 2.05.010
1820 | Ss_65_40_80_80 | 65 | 40 | 80 | 80 | Smoke and heat exhaust ventilation systems | Renewal Costs (RC) | Services and equipment | Mechanical systems |  | 3 | 05 | 010 | 000 | 3.05.010
1820 | Ss_65_40_80_80 | 65 | 40 | 80 | 80 | Smoke and heat exhaust ventilation systems | Maintenance Costs (MC) | Services and equipment | Mechanical systems |  | 5 | 05 | 010 | 000 | 5.05.010
1821 | Ss_65_40_94 | 65 | 40 | 94 |  | Vehicular space ventilation systems | Construction Costs (CC) | Services and equipment | Mechanical systems |  | 2 | 05 | 010 | 000 | 2.05.010
1821 | Ss_65_40_94 | 65 | 40 | 94 |  | Vehicular space ventilation systems | Renewal Costs (RC) | Services and equipment | Mechanical systems |  | 3 | 05 | 010 | 000 | 3.05.010
1821 | Ss_65_40_94 | 65 | 40 | 94 |  | Vehicular space ventilation systems | Maintenance Costs (MC) | Services and equipment | Mechanical systems |  | 5 | 05 | 010 | 000 | 5.05.010
1822 | Ss_65_40_94_10 | 65 | 40 | 94 | 10 | Car park extract systems | Construction Costs (CC) | Services and equipment | Mechanical systems |  | 2 | 05 | 010 | 000 | 2.05.010
1822 | Ss_65_40_94_10 | 65 | 40 | 94 | 10 | Car park extract systems | Renewal Costs (RC) | Services and equipment | Mechanical systems |  | 3 | 05 | 010 | 000 | 3.05.010
1822 | Ss_65_40_94_10 | 65 | 40 | 94 | 10 | Car park extract systems | Maintenance Costs (MC) | Services and equipment | Mechanical systems |  | 5 | 05 | 010 | 000 | 5.05.010
1823 | Ss_65_40_94_11 | 65 | 40 | 94 | 11 | Car park supply systems | Construction Costs (CC) | Services and equipment | Mechanical systems |  | 2 | 05 | 010 | 000 | 2.05.010
1823 | Ss_65_40_94_11 | 65 | 40 | 94 | 11 | Car park supply systems | Renewal Costs (RC) | Services and equipment | Mechanical systems |  | 3 | 05 | 010 | 000 | 3.05.010
1823 | Ss_65_40_94_11 | 65 | 40 | 94 | 11 | Car park supply systems | Maintenance Costs (MC) | Services and equipment | Mechanical systems |  | 5 | 05 | 010 | 000 | 5.05.010
1824 | Ss_65_40_94_90 | 65 | 40 | 94 | 90 | Tunnel ventilation systems | Construction Costs (CC) | Services and equipment | Mechanical systems |  | 2 | 05 | 010 | 000 | 2.05.010
1824 | Ss_65_40_94_90 | 65 | 40 | 94 | 90 | Tunnel ventilation systems | Renewal Costs (RC) | Services and equipment | Mechanical systems |  | 3 | 05 | 010 | 000 | 3.05.010
1824 | Ss_65_40_94_90 | 65 | 40 | 94 | 90 | Tunnel ventilation systems | Maintenance Costs (MC) | Services and equipment | Mechanical systems |  | 5 | 05 | 010 | 000 | 5.05.010
1825 | Ss_65_60 | 65 | 60 |  |  | Specialist ventilation systems | Construction Costs (CC) | Services and equipment | Mechanical systems |  | 2 | 05 | 010 | 000 | 2.05.010
1825 | Ss_65_60 | 65 | 60 |  |  | Specialist ventilation systems | Renewal Costs (RC) | Services and equipment | Mechanical systems |  | 3 | 05 | 010 | 000 | 3.05.010
1825 | Ss_65_60 | 65 | 60 |  |  | Specialist ventilation systems | Maintenance Costs (MC) | Services and equipment | Mechanical systems |  | 5 | 05 | 010 | 000 | 5.05.010
1826 | Ss_65_60_95 | 65 | 60 | 95 |  | Wind tunnel systems | Construction Costs (CC) | Services and equipment | Mechanical systems |  | 2 | 05 | 010 | 000 | 2.05.010
1826 | Ss_65_60_95 | 65 | 60 | 95 |  | Wind tunnel systems | Renewal Costs (RC) | Services and equipment | Mechanical systems |  | 3 | 05 | 010 | 000 | 3.05.010
1826 | Ss_65_60_95 | 65 | 60 | 95 |  | Wind tunnel systems | Maintenance Costs (MC) | Services and equipment | Mechanical systems |  | 5 | 05 | 010 | 000 | 5.05.010
1827 | Ss_65_80 | 65 | 80 |  |  | Air conditioning systems | Construction Costs (CC) | Services and equipment | Mechanical systems |  | 2 | 05 | 010 | 000 | 2.05.010
1827 | Ss_65_80 | 65 | 80 |  |  | Air conditioning systems | Renewal Costs (RC) | Services and equipment | Mechanical systems |  | 3 | 05 | 010 | 000 | 3.05.010
1827 | Ss_65_80 | 65 | 80 |  |  | Air conditioning systems | Maintenance Costs (MC) | Services and equipment | Mechanical systems |  | 5 | 05 | 010 | 000 | 5.05.010
1828 | Ss_65_80_05 | 65 | 80 | 05 |  | Central air conditioning systems | Construction Costs (CC) | Services and equipment | Mechanical systems |  | 2 | 05 | 010 | 000 | 2.05.010
1828 | Ss_65_80_05 | 65 | 80 | 05 |  | Central air conditioning systems | Renewal Costs (RC) | Services and equipment | Mechanical systems |  | 3 | 05 | 010 | 000 | 3.05.010
1828 | Ss_65_80_05 | 65 | 80 | 05 |  | Central air conditioning systems | Maintenance Costs (MC) | Services and equipment | Mechanical systems |  | 5 | 05 | 010 | 000 | 5.05.010
1829 | Ss_65_80_05_10 | 65 | 80 | 05 | 10 | Centralized all-air conditioning systems | Construction Costs (CC) | Services and equipment | Mechanical systems |  | 2 | 05 | 010 | 000 | 2.05.010
1829 | Ss_65_80_05_10 | 65 | 80 | 05 | 10 | Centralized all-air conditioning systems | Renewal Costs (RC) | Services and equipment | Mechanical systems |  | 3 | 05 | 010 | 000 | 3.05.010
1829 | Ss_65_80_05_10 | 65 | 80 | 05 | 10 | Centralized all-air conditioning systems | Maintenance Costs (MC) | Services and equipment | Mechanical systems |  | 5 | 05 | 010 | 000 | 5.05.010
1830 | Ss_65_80_05_30 | 65 | 80 | 05 | 30 | Fan coil unit air conditioning systems | Construction Costs (CC) | Services and equipment | Mechanical systems |  | 2 | 05 | 010 | 000 | 2.05.010
1830 | Ss_65_80_05_30 | 65 | 80 | 05 | 30 | Fan coil unit air conditioning systems | Renewal Costs (RC) | Services and equipment | Mechanical systems |  | 3 | 05 | 010 | 000 | 3.05.010
1830 | Ss_65_80_05_30 | 65 | 80 | 05 | 30 | Fan coil unit air conditioning systems | Maintenance Costs (MC) | Services and equipment | Mechanical systems |  | 5 | 05 | 010 | 000 | 5.05.010
1831 | Ss_65_80_05_40 | 65 | 80 | 05 | 40 | Induction unit air conditioning systems | Construction Costs (CC) | Services and equipment | Mechanical systems |  | 2 | 05 | 010 | 000 | 2.05.010
1831 | Ss_65_80_05_40 | 65 | 80 | 05 | 40 | Induction unit air conditioning systems | Renewal Costs (RC) | Services and equipment | Mechanical systems |  | 3 | 05 | 010 | 000 | 3.05.010
1831 | Ss_65_80_05_40 | 65 | 80 | 05 | 40 | Induction unit air conditioning systems | Maintenance Costs (MC) | Services and equipment | Mechanical systems |  | 5 | 05 | 010 | 000 | 5.05.010
1832 | Ss_65_80_15 | 65 | 80 | 15 |  | Controlled environment systems | Construction Costs (CC) | Services and equipment | Mechanical systems |  | 2 | 05 | 010 | 000 | 2.05.010
1832 | Ss_65_80_15 | 65 | 80 | 15 |  | Controlled environment systems | Renewal Costs (RC) | Services and equipment | Mechanical systems |  | 3 | 05 | 010 | 000 | 3.05.010
1832 | Ss_65_80_15 | 65 | 80 | 15 |  | Controlled environment systems | Maintenance Costs (MC) | Services and equipment | Mechanical systems |  | 5 | 05 | 010 | 000 | 5.05.010
1833 | Ss_65_80_45 | 65 | 80 | 45 |  | Local air conditioning systems | Construction Costs (CC) | Services and equipment | Mechanical systems |  | 2 | 05 | 010 | 000 | 2.05.010
1833 | Ss_65_80_45 | 65 | 80 | 45 |  | Local air conditioning systems | Renewal Costs (RC) | Services and equipment | Mechanical systems |  | 3 | 05 | 010 | 000 | 3.05.010
1833 | Ss_65_80_45 | 65 | 80 | 45 |  | Local air conditioning systems | Maintenance Costs (MC) | Services and equipment | Mechanical systems |  | 5 | 05 | 010 | 000 | 5.05.010
1834 | Ss_65_80_45_25 | 65 | 80 | 45 | 25 | Evaporative cooling systems | Construction Costs (CC) | Services and equipment | Mechanical systems |  | 2 | 05 | 010 | 000 | 2.05.010
1834 | Ss_65_80_45_25 | 65 | 80 | 45 | 25 | Evaporative cooling systems | Renewal Costs (RC) | Services and equipment | Mechanical systems |  | 3 | 05 | 010 | 000 | 3.05.010
1834 | Ss_65_80_45_25 | 65 | 80 | 45 | 25 | Evaporative cooling systems | Maintenance Costs (MC) | Services and equipment | Mechanical systems |  | 5 | 05 | 010 | 000 | 5.05.010
1835 | Ss_65_80_45_48 | 65 | 80 | 45 | 48 | Local underfloor air conditioning systems | Construction Costs (CC) | Services and equipment | Mechanical systems |  | 2 | 05 | 010 | 000 | 2.05.010
1835 | Ss_65_80_45_48 | 65 | 80 | 45 | 48 | Local underfloor air conditioning systems | Renewal Costs (RC) | Services and equipment | Mechanical systems |  | 3 | 05 | 010 | 000 | 3.05.010
1835 | Ss_65_80_45_48 | 65 | 80 | 45 | 48 | Local underfloor air conditioning systems | Maintenance Costs (MC) | Services and equipment | Mechanical systems |  | 5 | 05 | 010 | 000 | 5.05.010
1836 | Ss_65_80_45_72 | 65 | 80 | 45 | 72 | Room air conditioning systems | Construction Costs (CC) | Services and equipment | Mechanical systems |  | 2 | 05 | 010 | 000 | 2.05.010
1836 | Ss_65_80_45_72 | 65 | 80 | 45 | 72 | Room air conditioning systems | Renewal Costs (RC) | Services and equipment | Mechanical systems |  | 3 | 05 | 010 | 000 | 3.05.010
1836 | Ss_65_80_45_72 | 65 | 80 | 45 | 72 | Room air conditioning systems | Maintenance Costs (MC) | Services and equipment | Mechanical systems |  | 5 | 05 | 010 | 000 | 5.05.010
1837 | Ss_65_95 | 65 | 95 |  |  | Temporary ventilation and air conditioning systems | Construction Costs (CC) | Services and equipment | Mechanical systems |  | 2 | 05 | 010 | 000 | 2.05.010
1837 | Ss_65_95 | 65 | 95 |  |  | Temporary ventilation and air conditioning systems | Renewal Costs (RC) | Services and equipment | Mechanical systems |  | 3 | 05 | 010 | 000 | 3.05.010
1837 | Ss_65_95 | 65 | 95 |  |  | Temporary ventilation and air conditioning systems | Maintenance Costs (MC) | Services and equipment | Mechanical systems |  | 5 | 05 | 010 | 000 | 5.05.010
1838 | Ss_70 | 70 |  |  |  | Electrical systems | Construction Costs (CC) | Services and equipment | High-voltage power supply |  | 2 | 05 | 050 | 000 | 2.05.050
1838 | Ss_70 | 70 |  |  |  | Electrical systems | Renewal Costs (RC) | Services and equipment | High-voltage power supply |  | 3 | 05 | 050 | 000 | 3.05.050
1838 | Ss_70 | 70 |  |  |  | Electrical systems | Maintenance Costs (MC) | Services and equipment | High-voltage power supply |  | 5 | 05 | 050 | 000 | 5.05.050
1839 | Ss_70_10 | 70 | 10 |  |  | Electrical power generation systems | Construction Costs (CC) | Services and equipment | High-voltage power supply |  | 2 | 05 | 050 | 000 | 2.05.050
1839 | Ss_70_10 | 70 | 10 |  |  | Electrical power generation systems | Renewal Costs (RC) | Services and equipment | High-voltage power supply |  | 3 | 05 | 050 | 000 | 3.05.050
1839 | Ss_70_10 | 70 | 10 |  |  | Electrical power generation systems | Maintenance Costs (MC) | Services and equipment | High-voltage power supply |  | 5 | 05 | 050 | 000 | 5.05.050
1840 | Ss_70_10_30 | 70 | 10 | 30 |  | Fossil fuel power generation systems | Construction Costs (CC) | Services and equipment | High-voltage power supply |  | 2 | 05 | 050 | 000 | 2.05.050
1840 | Ss_70_10_30 | 70 | 10 | 30 |  | Fossil fuel power generation systems | Renewal Costs (RC) | Services and equipment | High-voltage power supply |  | 3 | 05 | 050 | 000 | 3.05.050
1840 | Ss_70_10_30 | 70 | 10 | 30 |  | Fossil fuel power generation systems | Maintenance Costs (MC) | Services and equipment | High-voltage power supply |  | 5 | 05 | 050 | 000 | 5.05.050
1841 | Ss_70_10_30_33 | 70 | 10 | 30 | 33 | Gas power generating systems | Construction Costs (CC) | Services and equipment | High-voltage power supply |  | 2 | 05 | 050 | 000 | 2.05.050
1841 | Ss_70_10_30_33 | 70 | 10 | 30 | 33 | Gas power generating systems | Renewal Costs (RC) | Services and equipment | High-voltage power supply |  | 3 | 05 | 050 | 000 | 3.05.050
1841 | Ss_70_10_30_33 | 70 | 10 | 30 | 33 | Gas power generating systems | Maintenance Costs (MC) | Services and equipment | High-voltage power supply |  | 5 | 05 | 050 | 000 | 5.05.050
1842 | Ss_70_10_30_70 | 70 | 10 | 30 | 70 | Reciprocating internal combustion engine | Construction Costs (CC) | Services and equipment | High-voltage power supply |  | 2 | 05 | 050 | 000 | 2.05.050
1842 | Ss_70_10_30_70 | 70 | 10 | 30 | 70 | Reciprocating internal combustion engine | Renewal Costs (RC) | Services and equipment | High-voltage power supply |  | 3 | 05 | 050 | 000 | 3.05.050
1842 | Ss_70_10_30_70 | 70 | 10 | 30 | 70 | Reciprocating internal combustion engine | Maintenance Costs (MC) | Services and equipment | High-voltage power supply |  | 5 | 05 | 050 | 000 | 5.05.050
1843 | Ss_70_10_30_72 | 70 | 10 | 30 | 72 | Reciprocating internal combustion engine driven alternating current generator systems | Construction Costs (CC) | Services and equipment | High-voltage power supply |  | 2 | 05 | 050 | 000 | 2.05.050
1843 | Ss_70_10_30_72 | 70 | 10 | 30 | 72 | Reciprocating internal combustion engine driven alternating current generator systems | Renewal Costs (RC) | Services and equipment | High-voltage power supply |  | 3 | 05 | 050 | 000 | 3.05.050
1843 | Ss_70_10_30_72 | 70 | 10 | 30 | 72 | Reciprocating internal combustion engine driven alternating current generator systems | Maintenance Costs (MC) | Services and equipment | High-voltage power supply |  | 5 | 05 | 050 | 000 | 5.05.050
1844 | Ss_70_10_70 | 70 | 10 | 70 |  | Renewable power generation systems | Construction Costs (CC) | Services and equipment | High-voltage power supply |  | 2 | 05 | 050 | 000 | 2.05.050
1844 | Ss_70_10_70 | 70 | 10 | 70 |  | Renewable power generation systems | Renewal Costs (RC) | Services and equipment | High-voltage power supply |  | 3 | 05 | 050 | 000 | 3.05.050
1844 | Ss_70_10_70 | 70 | 10 | 70 |  | Renewable power generation systems | Maintenance Costs (MC) | Services and equipment | High-voltage power supply |  | 5 | 05 | 050 | 000 | 5.05.050
1845 | Ss_70_10_70_33 | 70 | 10 | 70 | 33 | Geothermal power generation systems | Construction Costs (CC) | Services and equipment | High-voltage power supply |  | 2 | 05 | 050 | 000 | 2.05.050
1845 | Ss_70_10_70_33 | 70 | 10 | 70 | 33 | Geothermal power generation systems | Renewal Costs (RC) | Services and equipment | High-voltage power supply |  | 3 | 05 | 050 | 000 | 3.05.050
1845 | Ss_70_10_70_33 | 70 | 10 | 70 | 33 | Geothermal power generation systems | Maintenance Costs (MC) | Services and equipment | High-voltage power supply |  | 5 | 05 | 050 | 000 | 5.05.050
1846 | Ss_70_10_70_35 | 70 | 10 | 70 | 35 | Grid-connected photovoltaic systems | Construction Costs (CC) | Services and equipment | High-voltage power supply |  | 2 | 05 | 050 | 000 | 2.05.050
1846 | Ss_70_10_70_35 | 70 | 10 | 70 | 35 | Grid-connected photovoltaic systems | Renewal Costs (RC) | Services and equipment | High-voltage power supply |  | 3 | 05 | 050 | 000 | 3.05.050
1846 | Ss_70_10_70_35 | 70 | 10 | 70 | 35 | Grid-connected photovoltaic systems | Maintenance Costs (MC) | Services and equipment | High-voltage power supply |  | 5 | 05 | 050 | 000 | 5.05.050
1847 | Ss_70_10_70_36 | 70 | 10 | 70 | 36 | Hydroelectric power generation systems | Construction Costs (CC) | Services and equipment | High-voltage power supply |  | 2 | 05 | 050 | 000 | 2.05.050
1847 | Ss_70_10_70_36 | 70 | 10 | 70 | 36 | Hydroelectric power generation systems | Renewal Costs (RC) | Services and equipment | High-voltage power supply |  | 3 | 05 | 050 | 000 | 3.05.050
1847 | Ss_70_10_70_36 | 70 | 10 | 70 | 36 | Hydroelectric power generation systems | Maintenance Costs (MC) | Services and equipment | High-voltage power supply |  | 5 | 05 | 050 | 000 | 5.05.050
1848 | Ss_70_10_70_80 | 70 | 10 | 70 | 80 | Small-scale wave and tidal power generation systems | Construction Costs (CC) | Services and equipment | High-voltage power supply |  | 2 | 05 | 050 | 000 | 2.05.050
1848 | Ss_70_10_70_80 | 70 | 10 | 70 | 80 | Small-scale wave and tidal power generation systems | Renewal Costs (RC) | Services and equipment | High-voltage power supply |  | 3 | 05 | 050 | 000 | 3.05.050
1848 | Ss_70_10_70_80 | 70 | 10 | 70 | 80 | Small-scale wave and tidal power generation systems | Maintenance Costs (MC) | Services and equipment | High-voltage power supply |  | 5 | 05 | 050 | 000 | 5.05.050
1849 | Ss_70_10_70_82 | 70 | 10 | 70 | 82 | Small-scale wind power generation systems | Construction Costs (CC) | Services and equipment | High-voltage power supply |  | 2 | 05 | 050 | 000 | 2.05.050
1849 | Ss_70_10_70_82 | 70 | 10 | 70 | 82 | Small-scale wind power generation systems | Renewal Costs (RC) | Services and equipment | High-voltage power supply |  | 3 | 05 | 050 | 000 | 3.05.050
1849 | Ss_70_10_70_82 | 70 | 10 | 70 | 82 | Small-scale wind power generation systems | Maintenance Costs (MC) | Services and equipment | High-voltage power supply |  | 5 | 05 | 050 | 000 | 5.05.050
1850 | Ss_70_10_70_85 | 70 | 10 | 70 | 85 | Stand-alone photovoltaic systems | Construction Costs (CC) | Services and equipment | High-voltage power supply |  | 2 | 05 | 050 | 000 | 2.05.050
1850 | Ss_70_10_70_85 | 70 | 10 | 70 | 85 | Stand-alone photovoltaic systems | Renewal Costs (RC) | Services and equipment | High-voltage power supply |  | 3 | 05 | 050 | 000 | 3.05.050
1850 | Ss_70_10_70_85 | 70 | 10 | 70 | 85 | Stand-alone photovoltaic systems | Maintenance Costs (MC) | Services and equipment | High-voltage power supply |  | 5 | 05 | 050 | 000 | 5.05.050
1851 | Ss_70_10_70_95 | 70 | 10 | 70 | 95 | Water mill systems | Construction Costs (CC) | Services and equipment | High-voltage power supply |  | 2 | 05 | 050 | 000 | 2.05.050
1851 | Ss_70_10_70_95 | 70 | 10 | 70 | 95 | Water mill systems | Renewal Costs (RC) | Services and equipment | High-voltage power supply |  | 3 | 05 | 050 | 000 | 3.05.050
1851 | Ss_70_10_70_95 | 70 | 10 | 70 | 95 | Water mill systems | Maintenance Costs (MC) | Services and equipment | High-voltage power supply |  | 5 | 05 | 050 | 000 | 5.05.050
1852 | Ss_70_10_70_97 | 70 | 10 | 70 | 97 | Water turbine systems | Construction Costs (CC) | Services and equipment | High-voltage power supply |  | 2 | 05 | 050 | 000 | 2.05.050
1852 | Ss_70_10_70_97 | 70 | 10 | 70 | 97 | Water turbine systems | Renewal Costs (RC) | Services and equipment | High-voltage power supply |  | 3 | 05 | 050 | 000 | 3.05.050
1852 | Ss_70_10_70_97 | 70 | 10 | 70 | 97 | Water turbine systems | Maintenance Costs (MC) | Services and equipment | High-voltage power supply |  | 5 | 05 | 050 | 000 | 5.05.050
1853 | Ss_70_10_70_98 | 70 | 10 | 70 | 98 | Wind power generating systems | Construction Costs (CC) | Services and equipment | High-voltage power supply |  | 2 | 05 | 050 | 000 | 2.05.050
1853 | Ss_70_10_70_98 | 70 | 10 | 70 | 98 | Wind power generating systems | Renewal Costs (RC) | Services and equipment | High-voltage power supply |  | 3 | 05 | 050 | 000 | 3.05.050
1853 | Ss_70_10_70_98 | 70 | 10 | 70 | 98 | Wind power generating systems | Maintenance Costs (MC) | Services and equipment | High-voltage power supply |  | 5 | 05 | 050 | 000 | 5.05.050
1854 | Ss_70_30 | 70 | 30 |  |  | Electricity distribution and transmission systems | Construction Costs (CC) | Services and equipment | High-voltage power supply |  | 2 | 05 | 050 | 000 | 2.05.050
1854 | Ss_70_30 | 70 | 30 |  |  | Electricity distribution and transmission systems | Renewal Costs (RC) | Services and equipment | High-voltage power supply |  | 3 | 05 | 050 | 000 | 3.05.050
1854 | Ss_70_30 | 70 | 30 |  |  | Electricity distribution and transmission systems | Maintenance Costs (MC) | Services and equipment | High-voltage power supply |  | 5 | 05 | 050 | 000 | 5.05.050
1855 | Ss_70_30_25 | 70 | 30 | 25 |  | Protection systems | Construction Costs (CC) | Services and equipment | High-voltage power supply |  | 2 | 05 | 050 | 000 | 2.05.050
1855 | Ss_70_30_25 | 70 | 30 | 25 |  | Protection systems | Renewal Costs (RC) | Services and equipment | High-voltage power supply |  | 3 | 05 | 050 | 000 | 3.05.050
1855 | Ss_70_30_25 | 70 | 30 | 25 |  | Protection systems | Maintenance Costs (MC) | Services and equipment | High-voltage power supply |  | 5 | 05 | 050 | 000 | 5.05.050
1856 | Ss_70_30_25_25 | 70 | 30 | 25 | 25 | Earthing and bonding systems | Construction Costs (CC) | Services and equipment | High-voltage power supply |  | 2 | 05 | 050 | 000 | 2.05.050
1856 | Ss_70_30_25_25 | 70 | 30 | 25 | 25 | Earthing and bonding systems | Renewal Costs (RC) | Services and equipment | High-voltage power supply |  | 3 | 05 | 050 | 000 | 3.05.050
1856 | Ss_70_30_25_25 | 70 | 30 | 25 | 25 | Earthing and bonding systems | Maintenance Costs (MC) | Services and equipment | High-voltage power supply |  | 5 | 05 | 050 | 000 | 5.05.050
1857 | Ss_70_30_35 | 70 | 30 | 35 |  | High voltage distribution and transmission systems | Construction Costs (CC) | Services and equipment | High-voltage power supply |  | 2 | 05 | 050 | 000 | 2.05.050
1857 | Ss_70_30_35 | 70 | 30 | 35 |  | High voltage distribution and transmission systems | Renewal Costs (RC) | Services and equipment | High-voltage power supply |  | 3 | 05 | 050 | 000 | 3.05.050
1857 | Ss_70_30_35 | 70 | 30 | 35 |  | High voltage distribution and transmission systems | Maintenance Costs (MC) | Services and equipment | High-voltage power supply |  | 5 | 05 | 050 | 000 | 5.05.050
1858 | Ss_70_30_35_30 | 70 | 30 | 35 | 30 | High voltage supply systems | Construction Costs (CC) | Services and equipment | High-voltage power supply |  | 2 | 05 | 050 | 000 | 2.05.050
1858 | Ss_70_30_35_30 | 70 | 30 | 35 | 30 | High voltage supply systems | Renewal Costs (RC) | Services and equipment | High-voltage power supply |  | 3 | 05 | 050 | 000 | 3.05.050
1858 | Ss_70_30_35_30 | 70 | 30 | 35 | 30 | High voltage supply systems | Maintenance Costs (MC) | Services and equipment | High-voltage power supply |  | 5 | 05 | 050 | 000 | 5.05.050
1859 | Ss_70_30_35_35 | 70 | 30 | 35 | 35 | High voltage distribution systems | Construction Costs (CC) | Services and equipment | High-voltage power supply |  | 2 | 05 | 050 | 000 | 2.05.050
1859 | Ss_70_30_35_35 | 70 | 30 | 35 | 35 | High voltage distribution systems | Renewal Costs (RC) | Services and equipment | High-voltage power supply |  | 3 | 05 | 050 | 000 | 3.05.050
1859 | Ss_70_30_35_35 | 70 | 30 | 35 | 35 | High voltage distribution systems | Maintenance Costs (MC) | Services and equipment | High-voltage power supply |  | 5 | 05 | 050 | 000 | 5.05.050
1860 | Ss_70_30_35_40 | 70 | 30 | 35 | 40 | High voltage transmission systems | Construction Costs (CC) | Services and equipment | High-voltage power supply |  | 2 | 05 | 050 | 000 | 2.05.050
1860 | Ss_70_30_35_40 | 70 | 30 | 35 | 40 | High voltage transmission systems | Renewal Costs (RC) | Services and equipment | High-voltage power supply |  | 3 | 05 | 050 | 000 | 3.05.050
1860 | Ss_70_30_35_40 | 70 | 30 | 35 | 40 | High voltage transmission systems | Maintenance Costs (MC) | Services and equipment | High-voltage power supply |  | 5 | 05 | 050 | 000 | 5.05.050
1861 | Ss_70_30_45 | 70 | 30 | 45 |  | Low voltage systems | Construction Costs (CC) | Services and equipment | Low-voltage power supply |  | 2 | 05 | 040 | 000 | 2.05.040
1861 | Ss_70_30_45 | 70 | 30 | 45 |  | Low voltage systems | Renewal Costs (RC) | Services and equipment | Low-voltage power supply |  | 3 | 05 | 040 | 000 | 3.05.040
1861 | Ss_70_30_45 | 70 | 30 | 45 |  | Low voltage systems | Maintenance Costs (MC) | Services and equipment | Low-voltage power supply |  | 5 | 05 | 040 | 000 | 5.05.040
1862 | Ss_70_30_45_40 | 70 | 30 | 45 | 40 | Low voltage supply systems | Construction Costs (CC) | Services and equipment | Low-voltage power supply |  | 2 | 05 | 040 | 000 | 2.05.040
1862 | Ss_70_30_45_40 | 70 | 30 | 45 | 40 | Low voltage supply systems | Renewal Costs (RC) | Services and equipment | Low-voltage power supply |  | 3 | 05 | 040 | 000 | 3.05.040
1862 | Ss_70_30_45_40 | 70 | 30 | 45 | 40 | Low voltage supply systems | Maintenance Costs (MC) | Services and equipment | Low-voltage power supply |  | 5 | 05 | 040 | 000 | 5.05.040
1863 | Ss_70_30_45_45 | 70 | 30 | 45 | 45 | Low voltage distribution systems | Construction Costs (CC) | Services and equipment | Low-voltage power supply |  | 2 | 05 | 040 | 000 | 2.05.040
1863 | Ss_70_30_45_45 | 70 | 30 | 45 | 45 | Low voltage distribution systems | Renewal Costs (RC) | Services and equipment | Low-voltage power supply |  | 3 | 05 | 040 | 000 | 3.05.040
1863 | Ss_70_30_45_45 | 70 | 30 | 45 | 45 | Low voltage distribution systems | Maintenance Costs (MC) | Services and equipment | Low-voltage power supply |  | 5 | 05 | 040 | 000 | 5.05.040
1864 | Ss_70_30_60 | 70 | 30 | 60 |  | Overhead line traction power distribution systems | Construction Costs (CC) | Services and equipment | High-voltage power supply |  | 2 | 05 | 050 | 000 | 2.05.050
1864 | Ss_70_30_60 | 70 | 30 | 60 |  | Overhead line traction power distribution systems | Renewal Costs (RC) | Services and equipment | High-voltage power supply |  | 3 | 05 | 050 | 000 | 3.05.050
1864 | Ss_70_30_60 | 70 | 30 | 60 |  | Overhead line traction power distribution systems | Maintenance Costs (MC) | Services and equipment | High-voltage power supply |  | 5 | 05 | 050 | 000 | 5.05.050
1865 | Ss_70_30_60_11 | 70 | 30 | 60 | 11 | Catenary overhead line systems | Construction Costs (CC) | Services and equipment | High-voltage power supply |  | 2 | 05 | 050 | 000 | 2.05.050
1865 | Ss_70_30_60_11 | 70 | 30 | 60 | 11 | Catenary overhead line systems | Renewal Costs (RC) | Services and equipment | High-voltage power supply |  | 3 | 05 | 050 | 000 | 3.05.050
1865 | Ss_70_30_60_11 | 70 | 30 | 60 | 11 | Catenary overhead line systems | Maintenance Costs (MC) | Services and equipment | High-voltage power supply |  | 5 | 05 | 050 | 000 | 5.05.050
1866 | Ss_70_30_60_89 | 70 | 30 | 60 | 89 | Trolley wire overhead line systems | Construction Costs (CC) | Services and equipment | High-voltage power supply |  | 2 | 05 | 050 | 000 | 2.05.050
1866 | Ss_70_30_60_89 | 70 | 30 | 60 | 89 | Trolley wire overhead line systems | Renewal Costs (RC) | Services and equipment | High-voltage power supply |  | 3 | 05 | 050 | 000 | 3.05.050
1866 | Ss_70_30_60_89 | 70 | 30 | 60 | 89 | Trolley wire overhead line systems | Maintenance Costs (MC) | Services and equipment | High-voltage power supply |  | 5 | 05 | 050 | 000 | 5.05.050
1867 | Ss_70_30_80 | 70 | 30 | 80 |  | Small power systems | Construction Costs (CC) | Services and equipment | High-voltage power supply |  | 2 | 05 | 050 | 000 | 2.05.050
1867 | Ss_70_30_80 | 70 | 30 | 80 |  | Small power systems | Renewal Costs (RC) | Services and equipment | High-voltage power supply |  | 3 | 05 | 050 | 000 | 3.05.050
1867 | Ss_70_30_80 | 70 | 30 | 80 |  | Small power systems | Maintenance Costs (MC) | Services and equipment | High-voltage power supply |  | 5 | 05 | 050 | 000 | 5.05.050
1868 | Ss_70_30_80_35 | 70 | 30 | 80 | 35 | Hard-wired voltage small power systems | Construction Costs (CC) | Services and equipment | High-voltage power supply |  | 2 | 05 | 050 | 000 | 2.05.050
1868 | Ss_70_30_80_35 | 70 | 30 | 80 | 35 | Hard-wired voltage small power systems | Renewal Costs (RC) | Services and equipment | High-voltage power supply |  | 3 | 05 | 050 | 000 | 3.05.050
1868 | Ss_70_30_80_35 | 70 | 30 | 80 | 35 | Hard-wired voltage small power systems | Maintenance Costs (MC) | Services and equipment | High-voltage power supply |  | 5 | 05 | 050 | 000 | 5.05.050
1869 | Ss_70_30_80_45 | 70 | 30 | 80 | 45 | Low voltage small power systems with prefabricated wiring | Construction Costs (CC) | Services and equipment | High-voltage power supply |  | 2 | 05 | 050 | 000 | 2.05.050
1869 | Ss_70_30_80_45 | 70 | 30 | 80 | 45 | Low voltage small power systems with prefabricated wiring | Renewal Costs (RC) | Services and equipment | High-voltage power supply |  | 3 | 05 | 050 | 000 | 3.05.050
1869 | Ss_70_30_80_45 | 70 | 30 | 80 | 45 | Low voltage small power systems with prefabricated wiring | Maintenance Costs (MC) | Services and equipment | High-voltage power supply |  | 5 | 05 | 050 | 000 | 5.05.050
1870 | Ss_70_30_90 | 70 | 30 | 90 |  | Conductor rail traction power distribution systems | Construction Costs (CC) | Services and equipment | High-voltage power supply |  | 2 | 05 | 050 | 000 | 2.05.050
1870 | Ss_70_30_90 | 70 | 30 | 90 |  | Conductor rail traction power distribution systems | Renewal Costs (RC) | Services and equipment | High-voltage power supply |  | 3 | 05 | 050 | 000 | 3.05.050
1870 | Ss_70_30_90 | 70 | 30 | 90 |  | Conductor rail traction power distribution systems | Maintenance Costs (MC) | Services and equipment | High-voltage power supply |  | 5 | 05 | 050 | 000 | 5.05.050
1871 | Ss_70_30_90_15 | 70 | 30 | 90 | 15 | Conductor rail electrification systems | Construction Costs (CC) | Services and equipment | High-voltage power supply |  | 2 | 05 | 050 | 000 | 2.05.050
1871 | Ss_70_30_90_15 | 70 | 30 | 90 | 15 | Conductor rail electrification systems | Renewal Costs (RC) | Services and equipment | High-voltage power supply |  | 3 | 05 | 050 | 000 | 3.05.050
1871 | Ss_70_30_90_15 | 70 | 30 | 90 | 15 | Conductor rail electrification systems | Maintenance Costs (MC) | Services and equipment | High-voltage power supply |  | 5 | 05 | 050 | 000 | 5.05.050
1872 | Ss_70_30_90_90 | 70 | 30 | 90 | 90 | Third rail electrification systems | Construction Costs (CC) | Services and equipment | High-voltage power supply |  | 2 | 05 | 050 | 000 | 2.05.050
1872 | Ss_70_30_90_90 | 70 | 30 | 90 | 90 | Third rail electrification systems | Renewal Costs (RC) | Services and equipment | High-voltage power supply |  | 3 | 05 | 050 | 000 | 3.05.050
1872 | Ss_70_30_90_90 | 70 | 30 | 90 | 90 | Third rail electrification systems | Maintenance Costs (MC) | Services and equipment | High-voltage power supply |  | 5 | 05 | 050 | 000 | 5.05.050
1873 | Ss_70_30_94 | 70 | 30 | 94 |  | Vehicle charging systems | Construction Costs (CC) | Services and equipment | High-voltage power supply |  | 2 | 05 | 050 | 000 | 2.05.050
1873 | Ss_70_30_94 | 70 | 30 | 94 |  | Vehicle charging systems | Renewal Costs (RC) | Services and equipment | High-voltage power supply |  | 3 | 05 | 050 | 000 | 3.05.050
1873 | Ss_70_30_94 | 70 | 30 | 94 |  | Vehicle charging systems | Maintenance Costs (MC) | Services and equipment | High-voltage power supply |  | 5 | 05 | 050 | 000 | 5.05.050
1874 | Ss_70_30_94_27 | 70 | 30 | 94 | 27 | Electric vehicle charging systems | Construction Costs (CC) | Services and equipment | High-voltage power supply |  | 2 | 05 | 050 | 000 | 2.05.050
1874 | Ss_70_30_94_27 | 70 | 30 | 94 | 27 | Electric vehicle charging systems | Renewal Costs (RC) | Services and equipment | High-voltage power supply |  | 3 | 05 | 050 | 000 | 3.05.050
1874 | Ss_70_30_94_27 | 70 | 30 | 94 | 27 | Electric vehicle charging systems | Maintenance Costs (MC) | Services and equipment | High-voltage power supply |  | 5 | 05 | 050 | 000 | 5.05.050
1875 | Ss_70_80 | 70 | 80 |  |  | Lighting systems | Construction Costs (CC) | Services and equipment | Lighting systems |  | 2 | 05 | 020 | 000 | 2.05.020
1875 | Ss_70_80 | 70 | 80 |  |  | Lighting systems | Renewal Costs (RC) | Services and equipment | Lighting systems |  | 3 | 05 | 020 | 000 | 3.05.020
1875 | Ss_70_80 | 70 | 80 |  |  | Lighting systems | Maintenance Costs (MC) | Services and equipment | Lighting systems |  | 5 | 05 | 020 | 000 | 5.05.020
1876 | Ss_70_80_01 | 70 | 80 | 01 |  | Aeronautical lighting systems | Construction Costs (CC) | Services and equipment | Lighting systems |  | 2 | 05 | 020 | 000 | 2.05.020
1876 | Ss_70_80_01 | 70 | 80 | 01 |  | Aeronautical lighting systems | Renewal Costs (RC) | Services and equipment | Lighting systems |  | 3 | 05 | 020 | 000 | 3.05.020
1876 | Ss_70_80_01 | 70 | 80 | 01 |  | Aeronautical lighting systems | Maintenance Costs (MC) | Services and equipment | Lighting systems |  | 5 | 05 | 020 | 000 | 5.05.020
1877 | Ss_70_80_01_02 | 70 | 80 | 01 | 02 | Approach lighting systems | Construction Costs (CC) | Services and equipment | Lighting systems |  | 2 | 05 | 020 | 000 | 2.05.020
1877 | Ss_70_80_01_02 | 70 | 80 | 01 | 02 | Approach lighting systems | Renewal Costs (RC) | Services and equipment | Lighting systems |  | 3 | 05 | 020 | 000 | 3.05.020
1877 | Ss_70_80_01_02 | 70 | 80 | 01 | 02 | Approach lighting systems | Maintenance Costs (MC) | Services and equipment | Lighting systems |  | 5 | 05 | 020 | 000 | 5.05.020
1878 | Ss_70_80_01_03 | 70 | 80 | 01 | 03 | Apron lighting systems | Construction Costs (CC) | Services and equipment | Lighting systems |  | 2 | 05 | 020 | 000 | 2.05.020
1878 | Ss_70_80_01_03 | 70 | 80 | 01 | 03 | Apron lighting systems | Renewal Costs (RC) | Services and equipment | Lighting systems |  | 3 | 05 | 020 | 000 | 3.05.020
1878 | Ss_70_80_01_03 | 70 | 80 | 01 | 03 | Apron lighting systems | Maintenance Costs (MC) | Services and equipment | Lighting systems |  | 5 | 05 | 020 | 000 | 5.05.020
1879 | Ss_70_80_01_47 | 70 | 80 | 01 | 47 | Lighting beacon systems | Construction Costs (CC) | Services and equipment | Lighting systems |  | 2 | 05 | 020 | 000 | 2.05.020
1879 | Ss_70_80_01_47 | 70 | 80 | 01 | 47 | Lighting beacon systems | Renewal Costs (RC) | Services and equipment | Lighting systems |  | 3 | 05 | 020 | 000 | 3.05.020
1879 | Ss_70_80_01_47 | 70 | 80 | 01 | 47 | Lighting beacon systems | Maintenance Costs (MC) | Services and equipment | Lighting systems |  | 5 | 05 | 020 | 000 | 5.05.020
1880 | Ss_70_80_01_65 | 70 | 80 | 01 | 65 | Precision approach path indicator systems | Construction Costs (CC) | Services and equipment | Lighting systems |  | 2 | 05 | 020 | 000 | 2.05.020
1880 | Ss_70_80_01_65 | 70 | 80 | 01 | 65 | Precision approach path indicator systems | Renewal Costs (RC) | Services and equipment | Lighting systems |  | 3 | 05 | 020 | 000 | 3.05.020
1880 | Ss_70_80_01_65 | 70 | 80 | 01 | 65 | Precision approach path indicator systems | Maintenance Costs (MC) | Services and equipment | Lighting systems |  | 5 | 05 | 020 | 000 | 5.05.020
1881 | Ss_70_80_01_74 | 70 | 80 | 01 | 74 | Runway lighting systems | Construction Costs (CC) | Services and equipment | Lighting systems |  | 2 | 05 | 020 | 000 | 2.05.020
1881 | Ss_70_80_01_74 | 70 | 80 | 01 | 74 | Runway lighting systems | Renewal Costs (RC) | Services and equipment | Lighting systems |  | 3 | 05 | 020 | 000 | 3.05.020
1881 | Ss_70_80_01_74 | 70 | 80 | 01 | 74 | Runway lighting systems | Maintenance Costs (MC) | Services and equipment | Lighting systems |  | 5 | 05 | 020 | 000 | 5.05.020
1882 | Ss_70_80_01_87 | 70 | 80 | 01 | 87 | Taxiway lighting systems | Construction Costs (CC) | Services and equipment | Lighting systems |  | 2 | 05 | 020 | 000 | 2.05.020
1882 | Ss_70_80_01_87 | 70 | 80 | 01 | 87 | Taxiway lighting systems | Renewal Costs (RC) | Services and equipment | Lighting systems |  | 3 | 05 | 020 | 000 | 3.05.020
1882 | Ss_70_80_01_87 | 70 | 80 | 01 | 87 | Taxiway lighting systems | Maintenance Costs (MC) | Services and equipment | Lighting systems |  | 5 | 05 | 020 | 000 | 5.05.020
1883 | Ss_70_80_25 | 70 | 80 | 25 |  | External lighting systems | Construction Costs (CC) | Services and equipment | Lighting systems |  | 2 | 05 | 020 | 000 | 2.05.020
1883 | Ss_70_80_25 | 70 | 80 | 25 |  | External lighting systems | Renewal Costs (RC) | Services and equipment | Lighting systems |  | 3 | 05 | 020 | 000 | 3.05.020
1883 | Ss_70_80_25 | 70 | 80 | 25 |  | External lighting systems | Maintenance Costs (MC) | Services and equipment | Lighting systems |  | 5 | 05 | 020 | 000 | 5.05.020
1884 | Ss_70_80_25_05 | 70 | 80 | 25 | 05 | Amenity lighting systems | Construction Costs (CC) | Services and equipment | Lighting systems |  | 2 | 05 | 020 | 000 | 2.05.020
1884 | Ss_70_80_25_05 | 70 | 80 | 25 | 05 | Amenity lighting systems | Renewal Costs (RC) | Services and equipment | Lighting systems |  | 3 | 05 | 020 | 000 | 3.05.020
1884 | Ss_70_80_25_05 | 70 | 80 | 25 | 05 | Amenity lighting systems | Maintenance Costs (MC) | Services and equipment | Lighting systems |  | 5 | 05 | 020 | 000 | 5.05.020
1885 | Ss_70_80_25_70 | 70 | 80 | 25 | 70 | Roadway lighting systems | Construction Costs (CC) | Services and equipment | Lighting systems |  | 2 | 05 | 020 | 000 | 2.05.020
1885 | Ss_70_80_25_70 | 70 | 80 | 25 | 70 | Roadway lighting systems | Renewal Costs (RC) | Services and equipment | Lighting systems |  | 3 | 05 | 020 | 000 | 3.05.020
1885 | Ss_70_80_25_70 | 70 | 80 | 25 | 70 | Roadway lighting systems | Maintenance Costs (MC) | Services and equipment | Lighting systems |  | 5 | 05 | 020 | 000 | 5.05.020
1886 | Ss_70_80_25_90 | 70 | 80 | 25 | 90 | Tunnel lighting systems | Construction Costs (CC) | Services and equipment | Lighting systems |  | 2 | 05 | 020 | 000 | 2.05.020
1886 | Ss_70_80_25_90 | 70 | 80 | 25 | 90 | Tunnel lighting systems | Renewal Costs (RC) | Services and equipment | Lighting systems |  | 3 | 05 | 020 | 000 | 3.05.020
1886 | Ss_70_80_25_90 | 70 | 80 | 25 | 90 | Tunnel lighting systems | Maintenance Costs (MC) | Services and equipment | Lighting systems |  | 5 | 05 | 020 | 000 | 5.05.020
1887 | Ss_70_80_33 | 70 | 80 | 33 |  | General space lighting systems | Construction Costs (CC) | Services and equipment | Lighting systems |  | 2 | 05 | 020 | 000 | 2.05.020
1887 | Ss_70_80_33 | 70 | 80 | 33 |  | General space lighting systems | Renewal Costs (RC) | Services and equipment | Lighting systems |  | 3 | 05 | 020 | 000 | 3.05.020
1887 | Ss_70_80_33 | 70 | 80 | 33 |  | General space lighting systems | Maintenance Costs (MC) | Services and equipment | Lighting systems |  | 5 | 05 | 020 | 000 | 5.05.020
1888 | Ss_70_80_33_12 | 70 | 80 | 33 | 12 | Central battery supplied emergency lighting systems | Construction Costs (CC) | Services and equipment | Lighting systems |  | 2 | 05 | 020 | 000 | 2.05.020
1888 | Ss_70_80_33_12 | 70 | 80 | 33 | 12 | Central battery supplied emergency lighting systems | Renewal Costs (RC) | Services and equipment | Lighting systems |  | 3 | 05 | 020 | 000 | 3.05.020
1888 | Ss_70_80_33_12 | 70 | 80 | 33 | 12 | Central battery supplied emergency lighting systems | Maintenance Costs (MC) | Services and equipment | Lighting systems |  | 5 | 05 | 020 | 000 | 5.05.020
1889 | Ss_70_80_33_30 | 70 | 80 | 33 | 30 | Fibre optic lighting systems | Construction Costs (CC) | Services and equipment | Lighting systems |  | 2 | 05 | 020 | 000 | 2.05.020
1889 | Ss_70_80_33_30 | 70 | 80 | 33 | 30 | Fibre optic lighting systems | Renewal Costs (RC) | Services and equipment | Lighting systems |  | 3 | 05 | 020 | 000 | 3.05.020
1889 | Ss_70_80_33_30 | 70 | 80 | 33 | 30 | Fibre optic lighting systems | Maintenance Costs (MC) | Services and equipment | Lighting systems |  | 5 | 05 | 020 | 000 | 5.05.020
1890 | Ss_70_80_33_33 | 70 | 80 | 33 | 33 | General lighting systems with prefabricated wiring | Construction Costs (CC) | Services and equipment | Lighting systems |  | 2 | 05 | 020 | 000 | 2.05.020
1890 | Ss_70_80_33_33 | 70 | 80 | 33 | 33 | General lighting systems with prefabricated wiring | Renewal Costs (RC) | Services and equipment | Lighting systems |  | 3 | 05 | 020 | 000 | 3.05.020
1890 | Ss_70_80_33_33 | 70 | 80 | 33 | 33 | General lighting systems with prefabricated wiring | Maintenance Costs (MC) | Services and equipment | Lighting systems |  | 5 | 05 | 020 | 000 | 5.05.020
1891 | Ss_70_80_33_35 | 70 | 80 | 33 | 35 | Hard-wired general lighting systems | Construction Costs (CC) | Services and equipment | Lighting systems |  | 2 | 05 | 020 | 000 | 2.05.020
1891 | Ss_70_80_33_35 | 70 | 80 | 33 | 35 | Hard-wired general lighting systems | Renewal Costs (RC) | Services and equipment | Lighting systems |  | 3 | 05 | 020 | 000 | 3.05.020
1891 | Ss_70_80_33_35 | 70 | 80 | 33 | 35 | Hard-wired general lighting systems | Maintenance Costs (MC) | Services and equipment | Lighting systems |  | 5 | 05 | 020 | 000 | 5.05.020
1892 | Ss_70_80_33_88 | 70 | 80 | 33 | 88 | Theatrical/ stage lighting systems | Construction Costs (CC) | Services and equipment | Lighting systems |  | 2 | 05 | 020 | 000 | 2.05.020
1892 | Ss_70_80_33_88 | 70 | 80 | 33 | 88 | Theatrical/ stage lighting systems | Renewal Costs (RC) | Services and equipment | Lighting systems |  | 3 | 05 | 020 | 000 | 3.05.020
1892 | Ss_70_80_33_88 | 70 | 80 | 33 | 88 | Theatrical/ stage lighting systems | Maintenance Costs (MC) | Services and equipment | Lighting systems |  | 5 | 05 | 020 | 000 | 5.05.020
1893 | Ss_70_80_33_92 | 70 | 80 | 33 | 92 | Underwater lighting systems | Construction Costs (CC) | Services and equipment | Lighting systems |  | 2 | 05 | 020 | 000 | 2.05.020
1893 | Ss_70_80_33_92 | 70 | 80 | 33 | 92 | Underwater lighting systems | Renewal Costs (RC) | Services and equipment | Lighting systems |  | 3 | 05 | 020 | 000 | 3.05.020
1893 | Ss_70_80_33_92 | 70 | 80 | 33 | 92 | Underwater lighting systems | Maintenance Costs (MC) | Services and equipment | Lighting systems |  | 5 | 05 | 020 | 000 | 5.05.020
1894 | Ss_70_95 | 70 | 95 |  |  | Temporary electrical systems | Construction Costs (CC) | Services and equipment | Lighting systems |  | 2 | 05 | 020 | 000 | 2.05.020
1894 | Ss_70_95 | 70 | 95 |  |  | Temporary electrical systems | Renewal Costs (RC) | Services and equipment | Lighting systems |  | 3 | 05 | 020 | 000 | 3.05.020
1894 | Ss_70_95 | 70 | 95 |  |  | Temporary electrical systems | Maintenance Costs (MC) | Services and equipment | Lighting systems |  | 5 | 05 | 020 | 000 | 5.05.020
1895 | Ss_75 | 75 |  |  |  | Communications, security, safety, control and protection systems | Construction Costs (CC) | Services and equipment | Control systems and instrumentation |  | 2 | 05 | 080 | 000 | 2.05.080
1895 | Ss_75 | 75 |  |  |  | Communications, security, safety, control and protection systems | Renewal Costs (RC) | Services and equipment | Control systems and instrumentation |  | 3 | 05 | 080 | 000 | 3.05.080
1895 | Ss_75 | 75 |  |  |  | Communications, security, safety, control and protection systems | Maintenance Costs (MC) | Services and equipment | Control systems and instrumentation |  | 5 | 05 | 080 | 000 | 5.05.080
1896 | Ss_75_10 | 75 | 10 |  |  | Communications systems | Construction Costs (CC) | Services and equipment | Control systems and instrumentation |  | 2 | 05 | 080 | 000 | 2.05.080
1896 | Ss_75_10 | 75 | 10 |  |  | Communications systems | Renewal Costs (RC) | Services and equipment | Control systems and instrumentation |  | 3 | 05 | 080 | 000 | 3.05.080
1896 | Ss_75_10 | 75 | 10 |  |  | Communications systems | Maintenance Costs (MC) | Services and equipment | Control systems and instrumentation |  | 5 | 05 | 080 | 000 | 5.05.080
1897 | Ss_75_10_21 | 75 | 10 | 21 |  | Data distribution and telecommunications systems | Construction Costs (CC) | Services and equipment | Control systems and instrumentation |  | 2 | 05 | 080 | 000 | 2.05.080
1897 | Ss_75_10_21 | 75 | 10 | 21 |  | Data distribution and telecommunications systems | Renewal Costs (RC) | Services and equipment | Control systems and instrumentation |  | 3 | 05 | 080 | 000 | 3.05.080
1897 | Ss_75_10_21 | 75 | 10 | 21 |  | Data distribution and telecommunications systems | Maintenance Costs (MC) | Services and equipment | Control systems and instrumentation |  | 5 | 05 | 080 | 000 | 5.05.080
1898 | Ss_75_10_21_21 | 75 | 10 | 21 | 21 | Data distribution systems | Construction Costs (CC) | Services and equipment | Control systems and instrumentation |  | 2 | 05 | 080 | 000 | 2.05.080
1898 | Ss_75_10_21_21 | 75 | 10 | 21 | 21 | Data distribution systems | Renewal Costs (RC) | Services and equipment | Control systems and instrumentation |  | 3 | 05 | 080 | 000 | 3.05.080
1898 | Ss_75_10_21_21 | 75 | 10 | 21 | 21 | Data distribution systems | Maintenance Costs (MC) | Services and equipment | Control systems and instrumentation |  | 5 | 05 | 080 | 000 | 5.05.080
1899 | Ss_75_10_21_48 | 75 | 10 | 21 | 48 | Local area network (LAN) systems | Construction Costs (CC) | Services and equipment | Control systems and instrumentation |  | 2 | 05 | 080 | 000 | 2.05.080
1899 | Ss_75_10_21_48 | 75 | 10 | 21 | 48 | Local area network (LAN) systems | Renewal Costs (RC) | Services and equipment | Control systems and instrumentation |  | 3 | 05 | 080 | 000 | 3.05.080
1899 | Ss_75_10_21_48 | 75 | 10 | 21 | 48 | Local area network (LAN) systems | Maintenance Costs (MC) | Services and equipment | Control systems and instrumentation |  | 5 | 05 | 080 | 000 | 5.05.080
1900 | Ss_75_10_21_88 | 75 | 10 | 21 | 88 | Telecommunications systems | Construction Costs (CC) | Services and equipment | Control systems and instrumentation |  | 2 | 05 | 080 | 000 | 2.05.080
1900 | Ss_75_10_21_88 | 75 | 10 | 21 | 88 | Telecommunications systems | Renewal Costs (RC) | Services and equipment | Control systems and instrumentation |  | 3 | 05 | 080 | 000 | 3.05.080
1900 | Ss_75_10_21_88 | 75 | 10 | 21 | 88 | Telecommunications systems | Maintenance Costs (MC) | Services and equipment | Control systems and instrumentation |  | 5 | 05 | 080 | 000 | 5.05.080
1901 | Ss_75_10_21_97 | 75 | 10 | 21 | 97 | Wide area network (WAN) systems | Construction Costs (CC) | Services and equipment | Control systems and instrumentation |  | 2 | 05 | 080 | 000 | 2.05.080
1901 | Ss_75_10_21_97 | 75 | 10 | 21 | 97 | Wide area network (WAN) systems | Renewal Costs (RC) | Services and equipment | Control systems and instrumentation |  | 3 | 05 | 080 | 000 | 3.05.080
1901 | Ss_75_10_21_97 | 75 | 10 | 21 | 97 | Wide area network (WAN) systems | Maintenance Costs (MC) | Services and equipment | Control systems and instrumentation |  | 5 | 05 | 080 | 000 | 5.05.080
1902 | Ss_75_10_46 | 75 | 10 | 46 |  | Listening systems | Construction Costs (CC) | Services and equipment | Control systems and instrumentation |  | 2 | 05 | 080 | 000 | 2.05.080
1902 | Ss_75_10_46 | 75 | 10 | 46 |  | Listening systems | Renewal Costs (RC) | Services and equipment | Control systems and instrumentation |  | 3 | 05 | 080 | 000 | 3.05.080
1902 | Ss_75_10_46 | 75 | 10 | 46 |  | Listening systems | Maintenance Costs (MC) | Services and equipment | Control systems and instrumentation |  | 5 | 05 | 080 | 000 | 5.05.080
1903 | Ss_75_10_46_05 | 75 | 10 | 46 | 05 | Audio-frequency induction-loop systems | Construction Costs (CC) | Services and equipment | Control systems and instrumentation |  | 2 | 05 | 080 | 000 | 2.05.080
1903 | Ss_75_10_46_05 | 75 | 10 | 46 | 05 | Audio-frequency induction-loop systems | Renewal Costs (RC) | Services and equipment | Control systems and instrumentation |  | 3 | 05 | 080 | 000 | 3.05.080
1903 | Ss_75_10_46_05 | 75 | 10 | 46 | 05 | Audio-frequency induction-loop systems | Maintenance Costs (MC) | Services and equipment | Control systems and instrumentation |  | 5 | 05 | 080 | 000 | 5.05.080
1904 | Ss_75_10_46_42 | 75 | 10 | 46 | 42 | Infrared listening systems | Construction Costs (CC) | Services and equipment | Control systems and instrumentation |  | 2 | 05 | 080 | 000 | 2.05.080
1904 | Ss_75_10_46_42 | 75 | 10 | 46 | 42 | Infrared listening systems | Renewal Costs (RC) | Services and equipment | Control systems and instrumentation |  | 3 | 05 | 080 | 000 | 3.05.080
1904 | Ss_75_10_46_42 | 75 | 10 | 46 | 42 | Infrared listening systems | Maintenance Costs (MC) | Services and equipment | Control systems and instrumentation |  | 5 | 05 | 080 | 000 | 5.05.080
1905 | Ss_75_10_68 | 75 | 10 | 68 |  | Public communications systems | Construction Costs (CC) | Services and equipment | Control systems and instrumentation |  | 2 | 05 | 080 | 000 | 2.05.080
1905 | Ss_75_10_68 | 75 | 10 | 68 |  | Public communications systems | Renewal Costs (RC) | Services and equipment | Control systems and instrumentation |  | 3 | 05 | 080 | 000 | 3.05.080
1905 | Ss_75_10_68 | 75 | 10 | 68 |  | Public communications systems | Maintenance Costs (MC) | Services and equipment | Control systems and instrumentation |  | 5 | 05 | 080 | 000 | 5.05.080
1906 | Ss_75_10_68_02 | 75 | 10 | 68 | 02 | Advertising display systems | Construction Costs (CC) | Services and equipment | Control systems and instrumentation |  | 2 | 05 | 080 | 000 | 2.05.080
1906 | Ss_75_10_68_02 | 75 | 10 | 68 | 02 | Advertising display systems | Renewal Costs (RC) | Services and equipment | Control systems and instrumentation |  | 3 | 05 | 080 | 000 | 3.05.080
1906 | Ss_75_10_68_02 | 75 | 10 | 68 | 02 | Advertising display systems | Maintenance Costs (MC) | Services and equipment | Control systems and instrumentation |  | 5 | 05 | 080 | 000 | 5.05.080
1907 | Ss_75_10_68_13 | 75 | 10 | 68 | 13 | Clock systems | Construction Costs (CC) | Services and equipment | Control systems and instrumentation |  | 2 | 05 | 080 | 000 | 2.05.080
1907 | Ss_75_10_68_13 | 75 | 10 | 68 | 13 | Clock systems | Renewal Costs (RC) | Services and equipment | Control systems and instrumentation |  | 3 | 05 | 080 | 000 | 3.05.080
1907 | Ss_75_10_68_13 | 75 | 10 | 68 | 13 | Clock systems | Maintenance Costs (MC) | Services and equipment | Control systems and instrumentation |  | 5 | 05 | 080 | 000 | 5.05.080
1908 | Ss_75_10_68_42 | 75 | 10 | 68 | 42 | Information display systems | Construction Costs (CC) | Services and equipment | Control systems and instrumentation |  | 2 | 05 | 080 | 000 | 2.05.080
1908 | Ss_75_10_68_42 | 75 | 10 | 68 | 42 | Information display systems | Renewal Costs (RC) | Services and equipment | Control systems and instrumentation |  | 3 | 05 | 080 | 000 | 3.05.080
1908 | Ss_75_10_68_42 | 75 | 10 | 68 | 42 | Information display systems | Maintenance Costs (MC) | Services and equipment | Control systems and instrumentation |  | 5 | 05 | 080 | 000 | 5.05.080
1909 | Ss_75_10_68_68 | 75 | 10 | 68 | 68 | Public address systems | Construction Costs (CC) | Services and equipment | Control systems and instrumentation |  | 2 | 05 | 080 | 000 | 2.05.080
1909 | Ss_75_10_68_68 | 75 | 10 | 68 | 68 | Public address systems | Renewal Costs (RC) | Services and equipment | Control systems and instrumentation |  | 3 | 05 | 080 | 000 | 3.05.080
1909 | Ss_75_10_68_68 | 75 | 10 | 68 | 68 | Public address systems | Maintenance Costs (MC) | Services and equipment | Control systems and instrumentation |  | 5 | 05 | 080 | 000 | 5.05.080
1910 | Ss_75_10_68_69 | 75 | 10 | 68 | 69 | Queue management systems | Construction Costs (CC) | Services and equipment | Control systems and instrumentation |  | 2 | 05 | 080 | 000 | 2.05.080
1910 | Ss_75_10_68_69 | 75 | 10 | 68 | 69 | Queue management systems | Renewal Costs (RC) | Services and equipment | Control systems and instrumentation |  | 3 | 05 | 080 | 000 | 3.05.080
1910 | Ss_75_10_68_69 | 75 | 10 | 68 | 69 | Queue management systems | Maintenance Costs (MC) | Services and equipment | Control systems and instrumentation |  | 5 | 05 | 080 | 000 | 5.05.080
1911 | Ss_75_10_70 | 75 | 10 | 70 |  | Radio and television distribution systems | Construction Costs (CC) | Services and equipment | Control systems and instrumentation |  | 2 | 05 | 080 | 000 | 2.05.080
1911 | Ss_75_10_70 | 75 | 10 | 70 |  | Radio and television distribution systems | Renewal Costs (RC) | Services and equipment | Control systems and instrumentation |  | 3 | 05 | 080 | 000 | 3.05.080
1911 | Ss_75_10_70 | 75 | 10 | 70 |  | Radio and television distribution systems | Maintenance Costs (MC) | Services and equipment | Control systems and instrumentation |  | 5 | 05 | 080 | 000 | 5.05.080
1912 | Ss_75_10_70_70 | 75 | 10 | 70 | 70 | Radio distribution systems | Construction Costs (CC) | Services and equipment | Control systems and instrumentation |  | 2 | 05 | 080 | 000 | 2.05.080
1912 | Ss_75_10_70_70 | 75 | 10 | 70 | 70 | Radio distribution systems | Renewal Costs (RC) | Services and equipment | Control systems and instrumentation |  | 3 | 05 | 080 | 000 | 3.05.080
1912 | Ss_75_10_70_70 | 75 | 10 | 70 | 70 | Radio distribution systems | Maintenance Costs (MC) | Services and equipment | Control systems and instrumentation |  | 5 | 05 | 080 | 000 | 5.05.080
1913 | Ss_75_10_70_88 | 75 | 10 | 70 | 88 | Television distribution systems | Construction Costs (CC) | Services and equipment | Control systems and instrumentation |  | 2 | 05 | 080 | 000 | 2.05.080
1913 | Ss_75_10_70_88 | 75 | 10 | 70 | 88 | Television distribution systems | Renewal Costs (RC) | Services and equipment | Control systems and instrumentation |  | 3 | 05 | 080 | 000 | 3.05.080
1913 | Ss_75_10_70_88 | 75 | 10 | 70 | 88 | Television distribution systems | Maintenance Costs (MC) | Services and equipment | Control systems and instrumentation |  | 5 | 05 | 080 | 000 | 5.05.080
1914 | Ss_75_10_72 | 75 | 10 | 72 |  | Emergency communication systems | Construction Costs (CC) | Services and equipment | Control systems and instrumentation |  | 2 | 05 | 080 | 000 | 2.05.080
1914 | Ss_75_10_72 | 75 | 10 | 72 |  | Emergency communication systems | Renewal Costs (RC) | Services and equipment | Control systems and instrumentation |  | 3 | 05 | 080 | 000 | 3.05.080
1914 | Ss_75_10_72 | 75 | 10 | 72 |  | Emergency communication systems | Maintenance Costs (MC) | Services and equipment | Control systems and instrumentation |  | 5 | 05 | 080 | 000 | 5.05.080
1915 | Ss_75_10_72_70 | 75 | 10 | 72 | 70 | Radio communications systems | Construction Costs (CC) | Services and equipment | Control systems and instrumentation |  | 2 | 05 | 080 | 000 | 2.05.080
1915 | Ss_75_10_72_70 | 75 | 10 | 72 | 70 | Radio communications systems | Renewal Costs (RC) | Services and equipment | Control systems and instrumentation |  | 3 | 05 | 080 | 000 | 3.05.080
1915 | Ss_75_10_72_70 | 75 | 10 | 72 | 70 | Radio communications systems | Maintenance Costs (MC) | Services and equipment | Control systems and instrumentation |  | 5 | 05 | 080 | 000 | 5.05.080
1916 | Ss_75_10_72_72 | 75 | 10 | 72 | 72 | Roadway emergency communication systems | Construction Costs (CC) | Services and equipment | Control systems and instrumentation |  | 2 | 05 | 080 | 000 | 2.05.080
1916 | Ss_75_10_72_72 | 75 | 10 | 72 | 72 | Roadway emergency communication systems | Renewal Costs (RC) | Services and equipment | Control systems and instrumentation |  | 3 | 05 | 080 | 000 | 3.05.080
1916 | Ss_75_10_72_72 | 75 | 10 | 72 | 72 | Roadway emergency communication systems | Maintenance Costs (MC) | Services and equipment | Control systems and instrumentation |  | 5 | 05 | 080 | 000 | 5.05.080
1917 | Ss_75_10_88 | 75 | 10 | 88 |  | Timing and scoring systems | Construction Costs (CC) | Services and equipment | Control systems and instrumentation |  | 2 | 05 | 080 | 000 | 2.05.080
1917 | Ss_75_10_88 | 75 | 10 | 88 |  | Timing and scoring systems | Renewal Costs (RC) | Services and equipment | Control systems and instrumentation |  | 3 | 05 | 080 | 000 | 3.05.080
1917 | Ss_75_10_88 | 75 | 10 | 88 |  | Timing and scoring systems | Maintenance Costs (MC) | Services and equipment | Control systems and instrumentation |  | 5 | 05 | 080 | 000 | 5.05.080
1918 | Ss_75_10_88_05 | 75 | 10 | 88 | 05 | Athletics timing and scoring systems | Construction Costs (CC) | Services and equipment | Control systems and instrumentation |  | 2 | 05 | 080 | 000 | 2.05.080
1918 | Ss_75_10_88_05 | 75 | 10 | 88 | 05 | Athletics timing and scoring systems | Renewal Costs (RC) | Services and equipment | Control systems and instrumentation |  | 3 | 05 | 080 | 000 | 3.05.080
1918 | Ss_75_10_88_05 | 75 | 10 | 88 | 05 | Athletics timing and scoring systems | Maintenance Costs (MC) | Services and equipment | Control systems and instrumentation |  | 5 | 05 | 080 | 000 | 5.05.080
1919 | Ss_75_10_88_86 | 75 | 10 | 88 | 86 | Swimming pool timing and scoring systems | Construction Costs (CC) | Services and equipment | Control systems and instrumentation |  | 2 | 05 | 080 | 000 | 2.05.080
1919 | Ss_75_10_88_86 | 75 | 10 | 88 | 86 | Swimming pool timing and scoring systems | Renewal Costs (RC) | Services and equipment | Control systems and instrumentation |  | 3 | 05 | 080 | 000 | 3.05.080
1919 | Ss_75_10_88_86 | 75 | 10 | 88 | 86 | Swimming pool timing and scoring systems | Maintenance Costs (MC) | Services and equipment | Control systems and instrumentation |  | 5 | 05 | 080 | 000 | 5.05.080
1920 | Ss_75_30 | 75 | 30 |  |  | Signal systems | Construction Costs (CC) | Services and equipment | Control systems and instrumentation |  | 2 | 05 | 080 | 000 | 2.05.080
1920 | Ss_75_30 | 75 | 30 |  |  | Signal systems | Renewal Costs (RC) | Services and equipment | Control systems and instrumentation |  | 3 | 05 | 080 | 000 | 3.05.080
1920 | Ss_75_30 | 75 | 30 |  |  | Signal systems | Maintenance Costs (MC) | Services and equipment | Control systems and instrumentation |  | 5 | 05 | 080 | 000 | 5.05.080
1921 | Ss_75_30_35 | 75 | 30 | 35 |  | Highway signal and control systems | Construction Costs (CC) | Services and equipment | Control systems and instrumentation |  | 2 | 05 | 080 | 000 | 2.05.080
1921 | Ss_75_30_35 | 75 | 30 | 35 |  | Highway signal and control systems | Renewal Costs (RC) | Services and equipment | Control systems and instrumentation |  | 3 | 05 | 080 | 000 | 3.05.080
1921 | Ss_75_30_35 | 75 | 30 | 35 |  | Highway signal and control systems | Maintenance Costs (MC) | Services and equipment | Control systems and instrumentation |  | 5 | 05 | 080 | 000 | 5.05.080
1922 | Ss_75_30_35_52 | 75 | 30 | 35 | 52 | Motorway signal and control systems | Construction Costs (CC) | Services and equipment | Control systems and instrumentation |  | 2 | 05 | 080 | 000 | 2.05.080
1922 | Ss_75_30_35_52 | 75 | 30 | 35 | 52 | Motorway signal and control systems | Renewal Costs (RC) | Services and equipment | Control systems and instrumentation |  | 3 | 05 | 080 | 000 | 3.05.080
1922 | Ss_75_30_35_52 | 75 | 30 | 35 | 52 | Motorway signal and control systems | Maintenance Costs (MC) | Services and equipment | Control systems and instrumentation |  | 5 | 05 | 080 | 000 | 5.05.080
1923 | Ss_75_30_35_72 | 75 | 30 | 35 | 72 | Road signal and control systems | Construction Costs (CC) | Services and equipment | Control systems and instrumentation |  | 2 | 05 | 080 | 000 | 2.05.080
1923 | Ss_75_30_35_72 | 75 | 30 | 35 | 72 | Road signal and control systems | Renewal Costs (RC) | Services and equipment | Control systems and instrumentation |  | 3 | 05 | 080 | 000 | 3.05.080
1923 | Ss_75_30_35_72 | 75 | 30 | 35 | 72 | Road signal and control systems | Maintenance Costs (MC) | Services and equipment | Control systems and instrumentation |  | 5 | 05 | 080 | 000 | 5.05.080
1924 | Ss_75_30_50 | 75 | 30 | 50 |  | Marine signal systems | Construction Costs (CC) | Services and equipment | Control systems and instrumentation |  | 2 | 05 | 080 | 000 | 2.05.080
1924 | Ss_75_30_50 | 75 | 30 | 50 |  | Marine signal systems | Renewal Costs (RC) | Services and equipment | Control systems and instrumentation |  | 3 | 05 | 080 | 000 | 3.05.080
1924 | Ss_75_30_50 | 75 | 30 | 50 |  | Marine signal systems | Maintenance Costs (MC) | Services and equipment | Control systems and instrumentation |  | 5 | 05 | 080 | 000 | 5.05.080
1925 | Ss_75_30_60 | 75 | 30 | 60 |  | Obstacle beacon systems | Construction Costs (CC) | Services and equipment | Control systems and instrumentation |  | 2 | 05 | 080 | 000 | 2.05.080
1925 | Ss_75_30_60 | 75 | 30 | 60 |  | Obstacle beacon systems | Renewal Costs (RC) | Services and equipment | Control systems and instrumentation |  | 3 | 05 | 080 | 000 | 3.05.080
1925 | Ss_75_30_60 | 75 | 30 | 60 |  | Obstacle beacon systems | Maintenance Costs (MC) | Services and equipment | Control systems and instrumentation |  | 5 | 05 | 080 | 000 | 5.05.080
1926 | Ss_75_30_70 | 75 | 30 | 70 |  | Railway signal and control systems | Construction Costs (CC) | Services and equipment | Control systems and instrumentation |  | 2 | 05 | 080 | 000 | 2.05.080
1926 | Ss_75_30_70 | 75 | 30 | 70 |  | Railway signal and control systems | Renewal Costs (RC) | Services and equipment | Control systems and instrumentation |  | 3 | 05 | 080 | 000 | 3.05.080
1926 | Ss_75_30_70 | 75 | 30 | 70 |  | Railway signal and control systems | Maintenance Costs (MC) | Services and equipment | Control systems and instrumentation |  | 5 | 05 | 080 | 000 | 5.05.080
1927 | Ss_75_30_70_27 | 75 | 30 | 70 | 27 | Emergency traction current discharge systems (ETCDS) | Construction Costs (CC) | Services and equipment | Control systems and instrumentation |  | 2 | 05 | 080 | 000 | 2.05.080
1927 | Ss_75_30_70_27 | 75 | 30 | 70 | 27 | Emergency traction current discharge systems (ETCDS) | Renewal Costs (RC) | Services and equipment | Control systems and instrumentation |  | 3 | 05 | 080 | 000 | 3.05.080
1927 | Ss_75_30_70_27 | 75 | 30 | 70 | 27 | Emergency traction current discharge systems (ETCDS) | Maintenance Costs (MC) | Services and equipment | Control systems and instrumentation |  | 5 | 05 | 080 | 000 | 5.05.080
1928 | Ss_75_30_70_70 | 75 | 30 | 70 | 70 | Rail signal systems | Construction Costs (CC) | Services and equipment | Control systems and instrumentation |  | 2 | 05 | 080 | 000 | 2.05.080
1928 | Ss_75_30_70_70 | 75 | 30 | 70 | 70 | Rail signal systems | Renewal Costs (RC) | Services and equipment | Control systems and instrumentation |  | 3 | 05 | 080 | 000 | 3.05.080
1928 | Ss_75_30_70_70 | 75 | 30 | 70 | 70 | Rail signal systems | Maintenance Costs (MC) | Services and equipment | Control systems and instrumentation |  | 5 | 05 | 080 | 000 | 5.05.080
1929 | Ss_75_30_90 | 75 | 30 | 90 |  | Tramway signal systems | Construction Costs (CC) | Services and equipment | Control systems and instrumentation |  | 2 | 05 | 080 | 000 | 2.05.080
1929 | Ss_75_30_90 | 75 | 30 | 90 |  | Tramway signal systems | Renewal Costs (RC) | Services and equipment | Control systems and instrumentation |  | 3 | 05 | 080 | 000 | 3.05.080
1929 | Ss_75_30_90 | 75 | 30 | 90 |  | Tramway signal systems | Maintenance Costs (MC) | Services and equipment | Control systems and instrumentation |  | 5 | 05 | 080 | 000 | 5.05.080
1930 | Ss_75_30_97 | 75 | 30 | 97 |  | Waterway signal systems | Construction Costs (CC) | Services and equipment | Control systems and instrumentation |  | 2 | 05 | 080 | 000 | 2.05.080
1930 | Ss_75_30_97 | 75 | 30 | 97 |  | Waterway signal systems | Renewal Costs (RC) | Services and equipment | Control systems and instrumentation |  | 3 | 05 | 080 | 000 | 3.05.080
1930 | Ss_75_30_97 | 75 | 30 | 97 |  | Waterway signal systems | Maintenance Costs (MC) | Services and equipment | Control systems and instrumentation |  | 5 | 05 | 080 | 000 | 5.05.080
1931 | Ss_75_30_98 | 75 | 30 | 98 |  | Wind direction indication systems | Construction Costs (CC) | Services and equipment | Control systems and instrumentation |  | 2 | 05 | 080 | 000 | 2.05.080
1931 | Ss_75_30_98 | 75 | 30 | 98 |  | Wind direction indication systems | Renewal Costs (RC) | Services and equipment | Control systems and instrumentation |  | 3 | 05 | 080 | 000 | 3.05.080
1931 | Ss_75_30_98 | 75 | 30 | 98 |  | Wind direction indication systems | Maintenance Costs (MC) | Services and equipment | Control systems and instrumentation |  | 5 | 05 | 080 | 000 | 5.05.080
1932 | Ss_75_30_98_96 | 75 | 30 | 98 | 96 | Windsock systems | Construction Costs (CC) | Services and equipment | Control systems and instrumentation |  | 2 | 05 | 080 | 000 | 2.05.080
1932 | Ss_75_30_98_96 | 75 | 30 | 98 | 96 | Windsock systems | Renewal Costs (RC) | Services and equipment | Control systems and instrumentation |  | 3 | 05 | 080 | 000 | 3.05.080
1932 | Ss_75_30_98_96 | 75 | 30 | 98 | 96 | Windsock systems | Maintenance Costs (MC) | Services and equipment | Control systems and instrumentation |  | 5 | 05 | 080 | 000 | 5.05.080
1933 | Ss_75_40 | 75 | 40 |  |  | Security systems | Construction Costs (CC) | Services and equipment | Control systems and instrumentation |  | 2 | 05 | 080 | 000 | 2.05.080
1933 | Ss_75_40 | 75 | 40 |  |  | Security systems | Renewal Costs (RC) | Services and equipment | Control systems and instrumentation |  | 3 | 05 | 080 | 000 | 3.05.080
1933 | Ss_75_40 | 75 | 40 |  |  | Security systems | Maintenance Costs (MC) | Services and equipment | Control systems and instrumentation |  | 5 | 05 | 080 | 000 | 5.05.080
1934 | Ss_75_40_02 | 75 | 40 | 02 |  | Access control systems | Construction Costs (CC) | Services and equipment | Control systems and instrumentation |  | 2 | 05 | 080 | 000 | 2.05.080
1934 | Ss_75_40_02 | 75 | 40 | 02 |  | Access control systems | Renewal Costs (RC) | Services and equipment | Control systems and instrumentation |  | 3 | 05 | 080 | 000 | 3.05.080
1934 | Ss_75_40_02 | 75 | 40 | 02 |  | Access control systems | Maintenance Costs (MC) | Services and equipment | Control systems and instrumentation |  | 5 | 05 | 080 | 000 | 5.05.080
1935 | Ss_75_40_02_05 | 75 | 40 | 02 | 05 | Audio intercom systems | Construction Costs (CC) | Services and equipment | Control systems and instrumentation |  | 2 | 05 | 080 | 000 | 2.05.080
1935 | Ss_75_40_02_05 | 75 | 40 | 02 | 05 | Audio intercom systems | Renewal Costs (RC) | Services and equipment | Control systems and instrumentation |  | 3 | 05 | 080 | 000 | 3.05.080
1935 | Ss_75_40_02_05 | 75 | 40 | 02 | 05 | Audio intercom systems | Maintenance Costs (MC) | Services and equipment | Control systems and instrumentation |  | 5 | 05 | 080 | 000 | 5.05.080
1936 | Ss_75_40_02_11 | 75 | 40 | 02 | 11 | Card access control systems | Construction Costs (CC) | Services and equipment | Control systems and instrumentation |  | 2 | 05 | 080 | 000 | 2.05.080
1936 | Ss_75_40_02_11 | 75 | 40 | 02 | 11 | Card access control systems | Renewal Costs (RC) | Services and equipment | Control systems and instrumentation |  | 3 | 05 | 080 | 000 | 3.05.080
1936 | Ss_75_40_02_11 | 75 | 40 | 02 | 11 | Card access control systems | Maintenance Costs (MC) | Services and equipment | Control systems and instrumentation |  | 5 | 05 | 080 | 000 | 5.05.080
1937 | Ss_75_40_53 | 75 | 40 | 53 |  | Monitoring systems | Construction Costs (CC) | Services and equipment | Control systems and instrumentation |  | 2 | 05 | 080 | 000 | 2.05.080
1937 | Ss_75_40_53 | 75 | 40 | 53 |  | Monitoring systems | Renewal Costs (RC) | Services and equipment | Control systems and instrumentation |  | 3 | 05 | 080 | 000 | 3.05.080
1937 | Ss_75_40_53 | 75 | 40 | 53 |  | Monitoring systems | Maintenance Costs (MC) | Services and equipment | Control systems and instrumentation |  | 5 | 05 | 080 | 000 | 5.05.080
1938 | Ss_75_40_53_86 | 75 | 40 | 53 | 86 | Surveillance systems | Construction Costs (CC) | Services and equipment | Control systems and instrumentation |  | 2 | 05 | 080 | 000 | 2.05.080
1938 | Ss_75_40_53_86 | 75 | 40 | 53 | 86 | Surveillance systems | Renewal Costs (RC) | Services and equipment | Control systems and instrumentation |  | 3 | 05 | 080 | 000 | 3.05.080
1938 | Ss_75_40_53_86 | 75 | 40 | 53 | 86 | Surveillance systems | Maintenance Costs (MC) | Services and equipment | Control systems and instrumentation |  | 5 | 05 | 080 | 000 | 5.05.080
1939 | Ss_75_40_53_90 | 75 | 40 | 53 | 90 | Train dispatch CCTV systems | Construction Costs (CC) | Services and equipment | Control systems and instrumentation |  | 2 | 05 | 080 | 000 | 2.05.080
1939 | Ss_75_40_53_90 | 75 | 40 | 53 | 90 | Train dispatch CCTV systems | Renewal Costs (RC) | Services and equipment | Control systems and instrumentation |  | 3 | 05 | 080 | 000 | 3.05.080
1939 | Ss_75_40_53_90 | 75 | 40 | 53 | 90 | Train dispatch CCTV systems | Maintenance Costs (MC) | Services and equipment | Control systems and instrumentation |  | 5 | 05 | 080 | 000 | 5.05.080
1940 | Ss_75_40_53_95 | 75 | 40 | 53 | 95 | Voice recording systems | Construction Costs (CC) | Services and equipment | Control systems and instrumentation |  | 2 | 05 | 080 | 000 | 2.05.080
1940 | Ss_75_40_53_95 | 75 | 40 | 53 | 95 | Voice recording systems | Renewal Costs (RC) | Services and equipment | Control systems and instrumentation |  | 3 | 05 | 080 | 000 | 3.05.080
1940 | Ss_75_40_53_95 | 75 | 40 | 53 | 95 | Voice recording systems | Maintenance Costs (MC) | Services and equipment | Control systems and instrumentation |  | 5 | 05 | 080 | 000 | 5.05.080
1941 | Ss_75_40_73 | 75 | 40 | 73 |  | Security screening systems | Construction Costs (CC) | Services and equipment | Control systems and instrumentation |  | 2 | 05 | 080 | 000 | 2.05.080
1941 | Ss_75_40_73 | 75 | 40 | 73 |  | Security screening systems | Renewal Costs (RC) | Services and equipment | Control systems and instrumentation |  | 3 | 05 | 080 | 000 | 3.05.080
1941 | Ss_75_40_73 | 75 | 40 | 73 |  | Security screening systems | Maintenance Costs (MC) | Services and equipment | Control systems and instrumentation |  | 5 | 05 | 080 | 000 | 5.05.080
1942 | Ss_75_40_73_11 | 75 | 40 | 73 | 11 | Cabin baggage screening systems | Construction Costs (CC) | Services and equipment | Control systems and instrumentation |  | 2 | 05 | 080 | 000 | 2.05.080
1942 | Ss_75_40_73_11 | 75 | 40 | 73 | 11 | Cabin baggage screening systems | Renewal Costs (RC) | Services and equipment | Control systems and instrumentation |  | 3 | 05 | 080 | 000 | 3.05.080
1942 | Ss_75_40_73_11 | 75 | 40 | 73 | 11 | Cabin baggage screening systems | Maintenance Costs (MC) | Services and equipment | Control systems and instrumentation |  | 5 | 05 | 080 | 000 | 5.05.080
1943 | Ss_75_40_73_60 | 75 | 40 | 73 | 60 | Passenger screening systems | Construction Costs (CC) | Services and equipment | Control systems and instrumentation |  | 2 | 05 | 080 | 000 | 2.05.080
1943 | Ss_75_40_73_60 | 75 | 40 | 73 | 60 | Passenger screening systems | Renewal Costs (RC) | Services and equipment | Control systems and instrumentation |  | 3 | 05 | 080 | 000 | 3.05.080
1943 | Ss_75_40_73_60 | 75 | 40 | 73 | 60 | Passenger screening systems | Maintenance Costs (MC) | Services and equipment | Control systems and instrumentation |  | 5 | 05 | 080 | 000 | 5.05.080
1944 | Ss_75_40_75 | 75 | 40 | 75 |  | Security detection alarm systems | Construction Costs (CC) | Services and equipment | Control systems and instrumentation |  | 2 | 05 | 080 | 000 | 2.05.080
1944 | Ss_75_40_75 | 75 | 40 | 75 |  | Security detection alarm systems | Renewal Costs (RC) | Services and equipment | Control systems and instrumentation |  | 3 | 05 | 080 | 000 | 3.05.080
1944 | Ss_75_40_75 | 75 | 40 | 75 |  | Security detection alarm systems | Maintenance Costs (MC) | Services and equipment | Control systems and instrumentation |  | 5 | 05 | 080 | 000 | 5.05.080
1945 | Ss_75_40_75_02 | 75 | 40 | 75 | 02 | Aerospace security detection and warning systems | Construction Costs (CC) | Services and equipment | Control systems and instrumentation |  | 2 | 05 | 080 | 000 | 2.05.080
1945 | Ss_75_40_75_02 | 75 | 40 | 75 | 02 | Aerospace security detection and warning systems | Renewal Costs (RC) | Services and equipment | Control systems and instrumentation |  | 3 | 05 | 080 | 000 | 3.05.080
1945 | Ss_75_40_75_02 | 75 | 40 | 75 | 02 | Aerospace security detection and warning systems | Maintenance Costs (MC) | Services and equipment | Control systems and instrumentation |  | 5 | 05 | 080 | 000 | 5.05.080
1946 | Ss_75_40_75_40 | 75 | 40 | 75 | 40 | Intruder detection and alarm systems | Construction Costs (CC) | Services and equipment | Control systems and instrumentation |  | 2 | 05 | 080 | 000 | 2.05.080
1946 | Ss_75_40_75_40 | 75 | 40 | 75 | 40 | Intruder detection and alarm systems | Renewal Costs (RC) | Services and equipment | Control systems and instrumentation |  | 3 | 05 | 080 | 000 | 3.05.080
1946 | Ss_75_40_75_40 | 75 | 40 | 75 | 40 | Intruder detection and alarm systems | Maintenance Costs (MC) | Services and equipment | Control systems and instrumentation |  | 5 | 05 | 080 | 000 | 5.05.080
1947 | Ss_75_40_75_50 | 75 | 40 | 75 | 50 | Marine and waterway security detection and warning systems | Construction Costs (CC) | Services and equipment | Control systems and instrumentation |  | 2 | 05 | 080 | 000 | 2.05.080
1947 | Ss_75_40_75_50 | 75 | 40 | 75 | 50 | Marine and waterway security detection and warning systems | Renewal Costs (RC) | Services and equipment | Control systems and instrumentation |  | 3 | 05 | 080 | 000 | 3.05.080
1947 | Ss_75_40_75_50 | 75 | 40 | 75 | 50 | Marine and waterway security detection and warning systems | Maintenance Costs (MC) | Services and equipment | Control systems and instrumentation |  | 5 | 05 | 080 | 000 | 5.05.080
1948 | Ss_75_50 | 75 | 50 |  |  | Safety and protection systems | Construction Costs (CC) | Services and equipment | Control systems and instrumentation |  | 2 | 05 | 080 | 000 | 2.05.080
1948 | Ss_75_50 | 75 | 50 |  |  | Safety and protection systems | Renewal Costs (RC) | Services and equipment | Control systems and instrumentation |  | 3 | 05 | 080 | 000 | 3.05.080
1948 | Ss_75_50 | 75 | 50 |  |  | Safety and protection systems | Maintenance Costs (MC) | Services and equipment | Control systems and instrumentation |  | 5 | 05 | 080 | 000 | 5.05.080
1949 | Ss_75_50_11 | 75 | 50 | 11 |  | Call and alarm systems | Construction Costs (CC) | Services and equipment | Control systems and instrumentation |  | 2 | 05 | 080 | 000 | 2.05.080
1949 | Ss_75_50_11 | 75 | 50 | 11 |  | Call and alarm systems | Renewal Costs (RC) | Services and equipment | Control systems and instrumentation |  | 3 | 05 | 080 | 000 | 3.05.080
1949 | Ss_75_50_11 | 75 | 50 | 11 |  | Call and alarm systems | Maintenance Costs (MC) | Services and equipment | Control systems and instrumentation |  | 5 | 05 | 080 | 000 | 5.05.080
1950 | Ss_75_50_11_05 | 75 | 50 | 11 | 05 | Assistance call systems | Construction Costs (CC) | Services and equipment | Control systems and instrumentation |  | 2 | 05 | 080 | 000 | 2.05.080
1950 | Ss_75_50_11_05 | 75 | 50 | 11 | 05 | Assistance call systems | Renewal Costs (RC) | Services and equipment | Control systems and instrumentation |  | 3 | 05 | 080 | 000 | 3.05.080
1950 | Ss_75_50_11_05 | 75 | 50 | 11 | 05 | Assistance call systems | Maintenance Costs (MC) | Services and equipment | Control systems and instrumentation |  | 5 | 05 | 080 | 000 | 5.05.080
1951 | Ss_75_50_11_27 | 75 | 50 | 11 | 27 | Emergency voice communication systems | Construction Costs (CC) | Services and equipment | Control systems and instrumentation |  | 2 | 05 | 080 | 000 | 2.05.080
1951 | Ss_75_50_11_27 | 75 | 50 | 11 | 27 | Emergency voice communication systems | Renewal Costs (RC) | Services and equipment | Control systems and instrumentation |  | 3 | 05 | 080 | 000 | 3.05.080
1951 | Ss_75_50_11_27 | 75 | 50 | 11 | 27 | Emergency voice communication systems | Maintenance Costs (MC) | Services and equipment | Control systems and instrumentation |  | 5 | 05 | 080 | 000 | 5.05.080
1952 | Ss_75_50_11_57 | 75 | 50 | 11 | 57 | Nurse call systems | Construction Costs (CC) | Services and equipment | Control systems and instrumentation |  | 2 | 05 | 080 | 000 | 2.05.080
1952 | Ss_75_50_11_57 | 75 | 50 | 11 | 57 | Nurse call systems | Renewal Costs (RC) | Services and equipment | Control systems and instrumentation |  | 3 | 05 | 080 | 000 | 3.05.080
1952 | Ss_75_50_11_57 | 75 | 50 | 11 | 57 | Nurse call systems | Maintenance Costs (MC) | Services and equipment | Control systems and instrumentation |  | 5 | 05 | 080 | 000 | 5.05.080
1953 | Ss_75_50_11_95 | 75 | 50 | 11 | 95 | Voice alarm systems | Construction Costs (CC) | Services and equipment | Control systems and instrumentation |  | 2 | 05 | 080 | 000 | 2.05.080
1953 | Ss_75_50_11_95 | 75 | 50 | 11 | 95 | Voice alarm systems | Renewal Costs (RC) | Services and equipment | Control systems and instrumentation |  | 3 | 05 | 080 | 000 | 3.05.080
1953 | Ss_75_50_11_95 | 75 | 50 | 11 | 95 | Voice alarm systems | Maintenance Costs (MC) | Services and equipment | Control systems and instrumentation |  | 5 | 05 | 080 | 000 | 5.05.080
1954 | Ss_75_50_15 | 75 | 50 | 15 |  | Cathodic protection systems | Construction Costs (CC) | Services and equipment | Control systems and instrumentation |  | 2 | 05 | 080 | 000 | 2.05.080
1954 | Ss_75_50_15 | 75 | 50 | 15 |  | Cathodic protection systems | Renewal Costs (RC) | Services and equipment | Control systems and instrumentation |  | 3 | 05 | 080 | 000 | 3.05.080
1954 | Ss_75_50_15 | 75 | 50 | 15 |  | Cathodic protection systems | Maintenance Costs (MC) | Services and equipment | Control systems and instrumentation |  | 5 | 05 | 080 | 000 | 5.05.080
1955 | Ss_75_50_15_02 | 75 | 50 | 15 | 02 | Adhesive backed zinc sheet anode systems | Construction Costs (CC) | Services and equipment | Control systems and instrumentation |  | 2 | 05 | 080 | 000 | 2.05.080
1955 | Ss_75_50_15_02 | 75 | 50 | 15 | 02 | Adhesive backed zinc sheet anode systems | Renewal Costs (RC) | Services and equipment | Control systems and instrumentation |  | 3 | 05 | 080 | 000 | 3.05.080
1955 | Ss_75_50_15_02 | 75 | 50 | 15 | 02 | Adhesive backed zinc sheet anode systems | Maintenance Costs (MC) | Services and equipment | Control systems and instrumentation |  | 5 | 05 | 080 | 000 | 5.05.080
1956 | Ss_75_50_15_09 | 75 | 50 | 15 | 09 | Buried galvanic anode systems | Construction Costs (CC) | Services and equipment | Control systems and instrumentation |  | 2 | 05 | 080 | 000 | 2.05.080
1956 | Ss_75_50_15_09 | 75 | 50 | 15 | 09 | Buried galvanic anode systems | Renewal Costs (RC) | Services and equipment | Control systems and instrumentation |  | 3 | 05 | 080 | 000 | 3.05.080
1956 | Ss_75_50_15_09 | 75 | 50 | 15 | 09 | Buried galvanic anode systems | Maintenance Costs (MC) | Services and equipment | Control systems and instrumentation |  | 5 | 05 | 080 | 000 | 5.05.080
1957 | Ss_75_50_15_10 | 75 | 50 | 15 | 10 | Buried impressed current anode systems | Construction Costs (CC) | Services and equipment | Control systems and instrumentation |  | 2 | 05 | 080 | 000 | 2.05.080
1957 | Ss_75_50_15_10 | 75 | 50 | 15 | 10 | Buried impressed current anode systems | Renewal Costs (RC) | Services and equipment | Control systems and instrumentation |  | 3 | 05 | 080 | 000 | 3.05.080
1957 | Ss_75_50_15_10 | 75 | 50 | 15 | 10 | Buried impressed current anode systems | Maintenance Costs (MC) | Services and equipment | Control systems and instrumentation |  | 5 | 05 | 080 | 000 | 5.05.080
1958 | Ss_75_50_15_27 | 75 | 50 | 15 | 27 | Embedded impressed current anode systems | Construction Costs (CC) | Services and equipment | Control systems and instrumentation |  | 2 | 05 | 080 | 000 | 2.05.080
1958 | Ss_75_50_15_27 | 75 | 50 | 15 | 27 | Embedded impressed current anode systems | Renewal Costs (RC) | Services and equipment | Control systems and instrumentation |  | 3 | 05 | 080 | 000 | 3.05.080
1958 | Ss_75_50_15_27 | 75 | 50 | 15 | 27 | Embedded impressed current anode systems | Maintenance Costs (MC) | Services and equipment | Control systems and instrumentation |  | 5 | 05 | 080 | 000 | 5.05.080
1959 | Ss_75_50_15_28 | 75 | 50 | 15 | 28 | Embedded zinc anode systems | Construction Costs (CC) | Services and equipment | Control systems and instrumentation |  | 2 | 05 | 080 | 000 | 2.05.080
1959 | Ss_75_50_15_28 | 75 | 50 | 15 | 28 | Embedded zinc anode systems | Renewal Costs (RC) | Services and equipment | Control systems and instrumentation |  | 3 | 05 | 080 | 000 | 3.05.080
1959 | Ss_75_50_15_28 | 75 | 50 | 15 | 28 | Embedded zinc anode systems | Maintenance Costs (MC) | Services and equipment | Control systems and instrumentation |  | 5 | 05 | 080 | 000 | 5.05.080
1960 | Ss_75_50_15_41 | 75 | 50 | 15 | 41 | Immersed galvanic anode systems | Construction Costs (CC) | Services and equipment | Control systems and instrumentation |  | 2 | 05 | 080 | 000 | 2.05.080
1960 | Ss_75_50_15_41 | 75 | 50 | 15 | 41 | Immersed galvanic anode systems | Renewal Costs (RC) | Services and equipment | Control systems and instrumentation |  | 3 | 05 | 080 | 000 | 3.05.080
1960 | Ss_75_50_15_41 | 75 | 50 | 15 | 41 | Immersed galvanic anode systems | Maintenance Costs (MC) | Services and equipment | Control systems and instrumentation |  | 5 | 05 | 080 | 000 | 5.05.080
1961 | Ss_75_50_15_42 | 75 | 50 | 15 | 42 | Immersed impressed current anode systems | Construction Costs (CC) | Services and equipment | Control systems and instrumentation |  | 2 | 05 | 080 | 000 | 2.05.080
1961 | Ss_75_50_15_42 | 75 | 50 | 15 | 42 | Immersed impressed current anode systems | Renewal Costs (RC) | Services and equipment | Control systems and instrumentation |  | 3 | 05 | 080 | 000 | 3.05.080
1961 | Ss_75_50_15_42 | 75 | 50 | 15 | 42 | Immersed impressed current anode systems | Maintenance Costs (MC) | Services and equipment | Control systems and instrumentation |  | 5 | 05 | 080 | 000 | 5.05.080
1962 | Ss_75_50_15_72 | 75 | 50 | 15 | 72 | Recess mounted impressed current anode systems | Construction Costs (CC) | Services and equipment | Control systems and instrumentation |  | 2 | 05 | 080 | 000 | 2.05.080
1962 | Ss_75_50_15_72 | 75 | 50 | 15 | 72 | Recess mounted impressed current anode systems | Renewal Costs (RC) | Services and equipment | Control systems and instrumentation |  | 3 | 05 | 080 | 000 | 3.05.080
1962 | Ss_75_50_15_72 | 75 | 50 | 15 | 72 | Recess mounted impressed current anode systems | Maintenance Costs (MC) | Services and equipment | Control systems and instrumentation |  | 5 | 05 | 080 | 000 | 5.05.080
1963 | Ss_75_50_15_85 | 75 | 50 | 15 | 85 | Surface mounted impressed current anode systems | Construction Costs (CC) | Services and equipment | Control systems and instrumentation |  | 2 | 05 | 080 | 000 | 2.05.080
1963 | Ss_75_50_15_85 | 75 | 50 | 15 | 85 | Surface mounted impressed current anode systems | Renewal Costs (RC) | Services and equipment | Control systems and instrumentation |  | 3 | 05 | 080 | 000 | 3.05.080
1963 | Ss_75_50_15_85 | 75 | 50 | 15 | 85 | Surface mounted impressed current anode systems | Maintenance Costs (MC) | Services and equipment | Control systems and instrumentation |  | 5 | 05 | 080 | 000 | 5.05.080
1964 | Ss_75_50_15_99 | 75 | 50 | 15 | 99 | Zinc mesh in overlay systems | Construction Costs (CC) | Services and equipment | Control systems and instrumentation |  | 2 | 05 | 080 | 000 | 2.05.080
1964 | Ss_75_50_15_99 | 75 | 50 | 15 | 99 | Zinc mesh in overlay systems | Renewal Costs (RC) | Services and equipment | Control systems and instrumentation |  | 3 | 05 | 080 | 000 | 3.05.080
1964 | Ss_75_50_15_99 | 75 | 50 | 15 | 99 | Zinc mesh in overlay systems | Maintenance Costs (MC) | Services and equipment | Control systems and instrumentation |  | 5 | 05 | 080 | 000 | 5.05.080
1965 | Ss_75_50_26 | 75 | 50 | 26 |  | Debris detection systems | Construction Costs (CC) | Services and equipment | Control systems and instrumentation |  | 2 | 05 | 080 | 000 | 2.05.080
1965 | Ss_75_50_26 | 75 | 50 | 26 |  | Debris detection systems | Renewal Costs (RC) | Services and equipment | Control systems and instrumentation |  | 3 | 05 | 080 | 000 | 3.05.080
1965 | Ss_75_50_26 | 75 | 50 | 26 |  | Debris detection systems | Maintenance Costs (MC) | Services and equipment | Control systems and instrumentation |  | 5 | 05 | 080 | 000 | 5.05.080
1966 | Ss_75_50_26_30 | 75 | 50 | 26 | 30 | Foreign object debris (FOD) detection systems | Construction Costs (CC) | Services and equipment | Control systems and instrumentation |  | 2 | 05 | 080 | 000 | 2.05.080
1966 | Ss_75_50_26_30 | 75 | 50 | 26 | 30 | Foreign object debris (FOD) detection systems | Renewal Costs (RC) | Services and equipment | Control systems and instrumentation |  | 3 | 05 | 080 | 000 | 3.05.080
1966 | Ss_75_50_26_30 | 75 | 50 | 26 | 30 | Foreign object debris (FOD) detection systems | Maintenance Costs (MC) | Services and equipment | Control systems and instrumentation |  | 5 | 05 | 080 | 000 | 5.05.080
1967 | Ss_75_50_28 | 75 | 50 | 28 |  | Detection and alarm systems | Construction Costs (CC) | Services and equipment | Control systems and instrumentation |  | 2 | 05 | 080 | 000 | 2.05.080
1967 | Ss_75_50_28 | 75 | 50 | 28 |  | Detection and alarm systems | Renewal Costs (RC) | Services and equipment | Control systems and instrumentation |  | 3 | 05 | 080 | 000 | 3.05.080
1967 | Ss_75_50_28 | 75 | 50 | 28 |  | Detection and alarm systems | Maintenance Costs (MC) | Services and equipment | Control systems and instrumentation |  | 5 | 05 | 080 | 000 | 5.05.080
1968 | Ss_75_50_28_05 | 75 | 50 | 28 | 05 | Aspirating detection systems | Construction Costs (CC) | Services and equipment | Control systems and instrumentation |  | 2 | 05 | 080 | 000 | 2.05.080
1968 | Ss_75_50_28_05 | 75 | 50 | 28 | 05 | Aspirating detection systems | Renewal Costs (RC) | Services and equipment | Control systems and instrumentation |  | 3 | 05 | 080 | 000 | 3.05.080
1968 | Ss_75_50_28_05 | 75 | 50 | 28 | 05 | Aspirating detection systems | Maintenance Costs (MC) | Services and equipment | Control systems and instrumentation |  | 5 | 05 | 080 | 000 | 5.05.080
1969 | Ss_75_50_28_22 | 75 | 50 | 28 | 22 | Domestic premises fire detection and alarm systems | Construction Costs (CC) | Services and equipment | Control systems and instrumentation |  | 2 | 05 | 080 | 000 | 2.05.080
1969 | Ss_75_50_28_22 | 75 | 50 | 28 | 22 | Domestic premises fire detection and alarm systems | Renewal Costs (RC) | Services and equipment | Control systems and instrumentation |  | 3 | 05 | 080 | 000 | 3.05.080
1969 | Ss_75_50_28_22 | 75 | 50 | 28 | 22 | Domestic premises fire detection and alarm systems | Maintenance Costs (MC) | Services and equipment | Control systems and instrumentation |  | 5 | 05 | 080 | 000 | 5.05.080
1970 | Ss_75_50_28_24 | 75 | 50 | 28 | 24 | Duct smoke detector systems | Construction Costs (CC) | Services and equipment | Control systems and instrumentation |  | 2 | 05 | 080 | 000 | 2.05.080
1970 | Ss_75_50_28_24 | 75 | 50 | 28 | 24 | Duct smoke detector systems | Renewal Costs (RC) | Services and equipment | Control systems and instrumentation |  | 3 | 05 | 080 | 000 | 3.05.080
1970 | Ss_75_50_28_24 | 75 | 50 | 28 | 24 | Duct smoke detector systems | Maintenance Costs (MC) | Services and equipment | Control systems and instrumentation |  | 5 | 05 | 080 | 000 | 5.05.080
1971 | Ss_75_50_28_29 | 75 | 50 | 28 | 29 | Fire detection and alarm systems | Construction Costs (CC) | Services and equipment | Control systems and instrumentation |  | 2 | 05 | 080 | 000 | 2.05.080
1971 | Ss_75_50_28_29 | 75 | 50 | 28 | 29 | Fire detection and alarm systems | Renewal Costs (RC) | Services and equipment | Control systems and instrumentation |  | 3 | 05 | 080 | 000 | 3.05.080
1971 | Ss_75_50_28_29 | 75 | 50 | 28 | 29 | Fire detection and alarm systems | Maintenance Costs (MC) | Services and equipment | Control systems and instrumentation |  | 5 | 05 | 080 | 000 | 5.05.080
1972 | Ss_75_50_28_30 | 75 | 50 | 28 | 30 | Fixed gas detection and alarm systems | Construction Costs (CC) | Services and equipment | Control systems and instrumentation |  | 2 | 05 | 080 | 000 | 2.05.080
1972 | Ss_75_50_28_30 | 75 | 50 | 28 | 30 | Fixed gas detection and alarm systems | Renewal Costs (RC) | Services and equipment | Control systems and instrumentation |  | 3 | 05 | 080 | 000 | 3.05.080
1972 | Ss_75_50_28_30 | 75 | 50 | 28 | 30 | Fixed gas detection and alarm systems | Maintenance Costs (MC) | Services and equipment | Control systems and instrumentation |  | 5 | 05 | 080 | 000 | 5.05.080
1973 | Ss_75_50_28_32 | 75 | 50 | 28 | 32 | Flow sample gas detection and alarm systems | Construction Costs (CC) | Services and equipment | Control systems and instrumentation |  | 2 | 05 | 080 | 000 | 2.05.080
1973 | Ss_75_50_28_32 | 75 | 50 | 28 | 32 | Flow sample gas detection and alarm systems | Renewal Costs (RC) | Services and equipment | Control systems and instrumentation |  | 3 | 05 | 080 | 000 | 3.05.080
1973 | Ss_75_50_28_32 | 75 | 50 | 28 | 32 | Flow sample gas detection and alarm systems | Maintenance Costs (MC) | Services and equipment | Control systems and instrumentation |  | 5 | 05 | 080 | 000 | 5.05.080
1974 | Ss_75_50_28_96 | 75 | 50 | 28 | 96 | Water leak detection and alarm systems | Construction Costs (CC) | Services and equipment | Control systems and instrumentation |  | 2 | 05 | 080 | 000 | 2.05.080
1974 | Ss_75_50_28_96 | 75 | 50 | 28 | 96 | Water leak detection and alarm systems | Renewal Costs (RC) | Services and equipment | Control systems and instrumentation |  | 3 | 05 | 080 | 000 | 3.05.080
1974 | Ss_75_50_28_96 | 75 | 50 | 28 | 96 | Water leak detection and alarm systems | Maintenance Costs (MC) | Services and equipment | Control systems and instrumentation |  | 5 | 05 | 080 | 000 | 5.05.080
1975 | Ss_75_50_28_97 | 75 | 50 | 28 | 97 | Water presence detection and alarm systems | Construction Costs (CC) | Services and equipment | Control systems and instrumentation |  | 2 | 05 | 080 | 000 | 2.05.080
1975 | Ss_75_50_28_97 | 75 | 50 | 28 | 97 | Water presence detection and alarm systems | Renewal Costs (RC) | Services and equipment | Control systems and instrumentation |  | 3 | 05 | 080 | 000 | 3.05.080
1975 | Ss_75_50_28_97 | 75 | 50 | 28 | 97 | Water presence detection and alarm systems | Maintenance Costs (MC) | Services and equipment | Control systems and instrumentation |  | 5 | 05 | 080 | 000 | 5.05.080
1976 | Ss_75_50_35 | 75 | 50 | 35 |  | Healthcare imaging systems | Construction Costs (CC) | Services and equipment | Control systems and instrumentation |  | 2 | 05 | 080 | 000 | 2.05.080
1976 | Ss_75_50_35 | 75 | 50 | 35 |  | Healthcare imaging systems | Renewal Costs (RC) | Services and equipment | Control systems and instrumentation |  | 3 | 05 | 080 | 000 | 3.05.080
1976 | Ss_75_50_35 | 75 | 50 | 35 |  | Healthcare imaging systems | Maintenance Costs (MC) | Services and equipment | Control systems and instrumentation |  | 5 | 05 | 080 | 000 | 5.05.080
1977 | Ss_75_50_45 | 75 | 50 | 45 |  | Electrical protection systems | Construction Costs (CC) | Services and equipment | Control systems and instrumentation |  | 2 | 05 | 080 | 000 | 2.05.080
1977 | Ss_75_50_45 | 75 | 50 | 45 |  | Electrical protection systems | Renewal Costs (RC) | Services and equipment | Control systems and instrumentation |  | 3 | 05 | 080 | 000 | 3.05.080
1977 | Ss_75_50_45 | 75 | 50 | 45 |  | Electrical protection systems | Maintenance Costs (MC) | Services and equipment | Control systems and instrumentation |  | 5 | 05 | 080 | 000 | 5.05.080
1978 | Ss_75_50_45_45 | 75 | 50 | 45 | 45 | Lightning protection systems | Construction Costs (CC) | Services and equipment | Control systems and instrumentation |  | 2 | 05 | 080 | 000 | 2.05.080
1978 | Ss_75_50_45_45 | 75 | 50 | 45 | 45 | Lightning protection systems | Renewal Costs (RC) | Services and equipment | Control systems and instrumentation |  | 3 | 05 | 080 | 000 | 3.05.080
1978 | Ss_75_50_45_45 | 75 | 50 | 45 | 45 | Lightning protection systems | Maintenance Costs (MC) | Services and equipment | Control systems and instrumentation |  | 5 | 05 | 080 | 000 | 5.05.080
1979 | Ss_75_50_60 | 75 | 50 | 60 |  | Patient monitoring and telemetry systems | Construction Costs (CC) | Services and equipment | Control systems and instrumentation |  | 2 | 05 | 080 | 000 | 2.05.080
1979 | Ss_75_50_60 | 75 | 50 | 60 |  | Patient monitoring and telemetry systems | Renewal Costs (RC) | Services and equipment | Control systems and instrumentation |  | 3 | 05 | 080 | 000 | 3.05.080
1979 | Ss_75_50_60 | 75 | 50 | 60 |  | Patient monitoring and telemetry systems | Maintenance Costs (MC) | Services and equipment | Control systems and instrumentation |  | 5 | 05 | 080 | 000 | 5.05.080
1980 | Ss_75_60 | 75 | 60 |  |  | Environmental safety systems | Construction Costs (CC) | Services and equipment | Control systems and instrumentation |  | 2 | 05 | 080 | 000 | 2.05.080
1980 | Ss_75_60 | 75 | 60 |  |  | Environmental safety systems | Renewal Costs (RC) | Services and equipment | Control systems and instrumentation |  | 3 | 05 | 080 | 000 | 3.05.080
1980 | Ss_75_60 | 75 | 60 |  |  | Environmental safety systems | Maintenance Costs (MC) | Services and equipment | Control systems and instrumentation |  | 5 | 05 | 080 | 000 | 5.05.080
1981 | Ss_75_60_25 | 75 | 60 | 25 |  | Earthquake warning systems | Construction Costs (CC) | Services and equipment | Control systems and instrumentation |  | 2 | 05 | 080 | 000 | 2.05.080
1981 | Ss_75_60_25 | 75 | 60 | 25 |  | Earthquake warning systems | Renewal Costs (RC) | Services and equipment | Control systems and instrumentation |  | 3 | 05 | 080 | 000 | 3.05.080
1981 | Ss_75_60_25 | 75 | 60 | 25 |  | Earthquake warning systems | Maintenance Costs (MC) | Services and equipment | Control systems and instrumentation |  | 5 | 05 | 080 | 000 | 5.05.080
1982 | Ss_75_60_30 | 75 | 60 | 30 |  | Flood warning systems | Construction Costs (CC) | Services and equipment | Control systems and instrumentation |  | 2 | 05 | 080 | 000 | 2.05.080
1982 | Ss_75_60_30 | 75 | 60 | 30 |  | Flood warning systems | Renewal Costs (RC) | Services and equipment | Control systems and instrumentation |  | 3 | 05 | 080 | 000 | 3.05.080
1982 | Ss_75_60_30 | 75 | 60 | 30 |  | Flood warning systems | Maintenance Costs (MC) | Services and equipment | Control systems and instrumentation |  | 5 | 05 | 080 | 000 | 5.05.080
1983 | Ss_75_60_50 | 75 | 60 | 50 |  | Meteorological detection and warning systems | Construction Costs (CC) | Services and equipment | Control systems and instrumentation |  | 2 | 05 | 080 | 000 | 2.05.080
1983 | Ss_75_60_50 | 75 | 60 | 50 |  | Meteorological detection and warning systems | Renewal Costs (RC) | Services and equipment | Control systems and instrumentation |  | 3 | 05 | 080 | 000 | 3.05.080
1983 | Ss_75_60_50 | 75 | 60 | 50 |  | Meteorological detection and warning systems | Maintenance Costs (MC) | Services and equipment | Control systems and instrumentation |  | 5 | 05 | 080 | 000 | 5.05.080
1984 | Ss_75_60_52 | 75 | 60 | 52 |  | Meteorological instrumentation systems | Construction Costs (CC) | Services and equipment | Control systems and instrumentation |  | 2 | 05 | 080 | 000 | 2.05.080
1984 | Ss_75_60_52 | 75 | 60 | 52 |  | Meteorological instrumentation systems | Renewal Costs (RC) | Services and equipment | Control systems and instrumentation |  | 3 | 05 | 080 | 000 | 3.05.080
1984 | Ss_75_60_52 | 75 | 60 | 52 |  | Meteorological instrumentation systems | Maintenance Costs (MC) | Services and equipment | Control systems and instrumentation |  | 5 | 05 | 080 | 000 | 5.05.080
1985 | Ss_75_60_52_95 | 75 | 60 | 52 | 95 | Weather observation systems | Construction Costs (CC) | Services and equipment | Control systems and instrumentation |  | 2 | 05 | 080 | 000 | 2.05.080
1985 | Ss_75_60_52_95 | 75 | 60 | 52 | 95 | Weather observation systems | Renewal Costs (RC) | Services and equipment | Control systems and instrumentation |  | 3 | 05 | 080 | 000 | 3.05.080
1985 | Ss_75_60_52_95 | 75 | 60 | 52 | 95 | Weather observation systems | Maintenance Costs (MC) | Services and equipment | Control systems and instrumentation |  | 5 | 05 | 080 | 000 | 5.05.080
1986 | Ss_75_60_70 | 75 | 60 | 70 |  | Radiation detection and alarm systems | Construction Costs (CC) | Services and equipment | Control systems and instrumentation |  | 2 | 05 | 080 | 000 | 2.05.080
1986 | Ss_75_60_70 | 75 | 60 | 70 |  | Radiation detection and alarm systems | Renewal Costs (RC) | Services and equipment | Control systems and instrumentation |  | 3 | 05 | 080 | 000 | 3.05.080
1986 | Ss_75_60_70 | 75 | 60 | 70 |  | Radiation detection and alarm systems | Maintenance Costs (MC) | Services and equipment | Control systems and instrumentation |  | 5 | 05 | 080 | 000 | 5.05.080
1987 | Ss_75_60_75 | 75 | 60 | 75 |  | Seismic instrumentation systems | Construction Costs (CC) | Services and equipment | Control systems and instrumentation |  | 2 | 05 | 080 | 000 | 2.05.080
1987 | Ss_75_60_75 | 75 | 60 | 75 |  | Seismic instrumentation systems | Renewal Costs (RC) | Services and equipment | Control systems and instrumentation |  | 3 | 05 | 080 | 000 | 3.05.080
1987 | Ss_75_60_75 | 75 | 60 | 75 |  | Seismic instrumentation systems | Maintenance Costs (MC) | Services and equipment | Control systems and instrumentation |  | 5 | 05 | 080 | 000 | 5.05.080
1988 | Ss_75_60_90 | 75 | 60 | 90 |  | Tsunami warning systems | Construction Costs (CC) | Services and equipment | Control systems and instrumentation |  | 2 | 05 | 080 | 000 | 2.05.080
1988 | Ss_75_60_90 | 75 | 60 | 90 |  | Tsunami warning systems | Renewal Costs (RC) | Services and equipment | Control systems and instrumentation |  | 3 | 05 | 080 | 000 | 3.05.080
1988 | Ss_75_60_90 | 75 | 60 | 90 |  | Tsunami warning systems | Maintenance Costs (MC) | Services and equipment | Control systems and instrumentation |  | 5 | 05 | 080 | 000 | 5.05.080
1989 | Ss_75_60_95 | 75 | 60 | 95 |  | Volcanic eruption warning systems | Construction Costs (CC) | Services and equipment | Control systems and instrumentation |  | 2 | 05 | 080 | 000 | 2.05.080
1989 | Ss_75_60_95 | 75 | 60 | 95 |  | Volcanic eruption warning systems | Renewal Costs (RC) | Services and equipment | Control systems and instrumentation |  | 3 | 05 | 080 | 000 | 3.05.080
1989 | Ss_75_60_95 | 75 | 60 | 95 |  | Volcanic eruption warning systems | Maintenance Costs (MC) | Services and equipment | Control systems and instrumentation |  | 5 | 05 | 080 | 000 | 5.05.080
1990 | Ss_75_70 | 75 | 70 |  |  | Control and management systems | Construction Costs (CC) | Services and equipment | Control systems and instrumentation |  | 2 | 05 | 080 | 000 | 2.05.080
1990 | Ss_75_70 | 75 | 70 |  |  | Control and management systems | Renewal Costs (RC) | Services and equipment | Control systems and instrumentation |  | 3 | 05 | 080 | 000 | 3.05.080
1990 | Ss_75_70 | 75 | 70 |  |  | Control and management systems | Maintenance Costs (MC) | Services and equipment | Control systems and instrumentation |  | 5 | 05 | 080 | 000 | 5.05.080
1991 | Ss_75_70_05 | 75 | 70 | 05 |  | Aerospace control systems | Construction Costs (CC) | Services and equipment | Control systems and instrumentation |  | 2 | 05 | 080 | 000 | 2.05.080
1991 | Ss_75_70_05 | 75 | 70 | 05 |  | Aerospace control systems | Renewal Costs (RC) | Services and equipment | Control systems and instrumentation |  | 3 | 05 | 080 | 000 | 3.05.080
1991 | Ss_75_70_05 | 75 | 70 | 05 |  | Aerospace control systems | Maintenance Costs (MC) | Services and equipment | Control systems and instrumentation |  | 5 | 05 | 080 | 000 | 5.05.080
1992 | Ss_75_70_10 | 75 | 70 | 10 |  | Bridge control systems | Construction Costs (CC) | Services and equipment | Control systems and instrumentation |  | 2 | 05 | 080 | 000 | 2.05.080
1992 | Ss_75_70_10 | 75 | 70 | 10 |  | Bridge control systems | Renewal Costs (RC) | Services and equipment | Control systems and instrumentation |  | 3 | 05 | 080 | 000 | 3.05.080
1992 | Ss_75_70_10 | 75 | 70 | 10 |  | Bridge control systems | Maintenance Costs (MC) | Services and equipment | Control systems and instrumentation |  | 5 | 05 | 080 | 000 | 5.05.080
1993 | Ss_75_70_20 | 75 | 70 | 20 |  | Dam control systems | Construction Costs (CC) | Services and equipment | Control systems and instrumentation |  | 2 | 05 | 080 | 000 | 2.05.080
1993 | Ss_75_70_20 | 75 | 70 | 20 |  | Dam control systems | Renewal Costs (RC) | Services and equipment | Control systems and instrumentation |  | 3 | 05 | 080 | 000 | 3.05.080
1993 | Ss_75_70_20 | 75 | 70 | 20 |  | Dam control systems | Maintenance Costs (MC) | Services and equipment | Control systems and instrumentation |  | 5 | 05 | 080 | 000 | 5.05.080
1994 | Ss_75_70_35 | 75 | 70 | 35 |  | Highway control systems | Construction Costs (CC) | Services and equipment | Control systems and instrumentation |  | 2 | 05 | 080 | 000 | 2.05.080
1994 | Ss_75_70_35 | 75 | 70 | 35 |  | Highway control systems | Renewal Costs (RC) | Services and equipment | Control systems and instrumentation |  | 3 | 05 | 080 | 000 | 3.05.080
1994 | Ss_75_70_35 | 75 | 70 | 35 |  | Highway control systems | Maintenance Costs (MC) | Services and equipment | Control systems and instrumentation |  | 5 | 05 | 080 | 000 | 5.05.080
1995 | Ss_75_70_50 | 75 | 70 | 50 |  | Marine control systems | Construction Costs (CC) | Services and equipment | Control systems and instrumentation |  | 2 | 05 | 080 | 000 | 2.05.080
1995 | Ss_75_70_50 | 75 | 70 | 50 |  | Marine control systems | Renewal Costs (RC) | Services and equipment | Control systems and instrumentation |  | 3 | 05 | 080 | 000 | 3.05.080
1995 | Ss_75_70_50 | 75 | 70 | 50 |  | Marine control systems | Maintenance Costs (MC) | Services and equipment | Control systems and instrumentation |  | 5 | 05 | 080 | 000 | 5.05.080
1996 | Ss_75_70_52 | 75 | 70 | 52 |  | Mechanical engineering services control and management systems | Construction Costs (CC) | Services and equipment | Control systems and instrumentation |  | 2 | 05 | 080 | 000 | 2.05.080
1996 | Ss_75_70_52 | 75 | 70 | 52 |  | Mechanical engineering services control and management systems | Renewal Costs (RC) | Services and equipment | Control systems and instrumentation |  | 3 | 05 | 080 | 000 | 3.05.080
1996 | Ss_75_70_52 | 75 | 70 | 52 |  | Mechanical engineering services control and management systems | Maintenance Costs (MC) | Services and equipment | Control systems and instrumentation |  | 5 | 05 | 080 | 000 | 5.05.080
1997 | Ss_75_70_52_03 | 75 | 70 | 52 | 03 | Air to air heat pump control systems | Construction Costs (CC) | Services and equipment | Control systems and instrumentation |  | 2 | 05 | 080 | 000 | 2.05.080
1997 | Ss_75_70_52_03 | 75 | 70 | 52 | 03 | Air to air heat pump control systems | Renewal Costs (RC) | Services and equipment | Control systems and instrumentation |  | 3 | 05 | 080 | 000 | 3.05.080
1997 | Ss_75_70_52_03 | 75 | 70 | 52 | 03 | Air to air heat pump control systems | Maintenance Costs (MC) | Services and equipment | Control systems and instrumentation |  | 5 | 05 | 080 | 000 | 5.05.080
1998 | Ss_75_70_52_14 | 75 | 70 | 52 | 14 | Climatic ceiling panels and beams control systems | Construction Costs (CC) | Services and equipment | Control systems and instrumentation |  | 2 | 05 | 080 | 000 | 2.05.080
1998 | Ss_75_70_52_14 | 75 | 70 | 52 | 14 | Climatic ceiling panels and beams control systems | Renewal Costs (RC) | Services and equipment | Control systems and instrumentation |  | 3 | 05 | 080 | 000 | 3.05.080
1998 | Ss_75_70_52_14 | 75 | 70 | 52 | 14 | Climatic ceiling panels and beams control systems | Maintenance Costs (MC) | Services and equipment | Control systems and instrumentation |  | 5 | 05 | 080 | 000 | 5.05.080
1999 | Ss_75_70_52_15 | 75 | 70 | 52 | 15 | Combined heat and power control systems | Construction Costs (CC) | Services and equipment | Control systems and instrumentation |  | 2 | 05 | 080 | 000 | 2.05.080
1999 | Ss_75_70_52_15 | 75 | 70 | 52 | 15 | Combined heat and power control systems | Renewal Costs (RC) | Services and equipment | Control systems and instrumentation |  | 3 | 05 | 080 | 000 | 3.05.080
1999 | Ss_75_70_52_15 | 75 | 70 | 52 | 15 | Combined heat and power control systems | Maintenance Costs (MC) | Services and equipment | Control systems and instrumentation |  | 5 | 05 | 080 | 000 | 5.05.080
2000 | Ss_75_70_52_16 | 75 | 70 | 52 | 16 | Constant volume air conditioning control systems | Construction Costs (CC) | Services and equipment | Control systems and instrumentation |  | 2 | 05 | 080 | 000 | 2.05.080
2000 | Ss_75_70_52_16 | 75 | 70 | 52 | 16 | Constant volume air conditioning control systems | Renewal Costs (RC) | Services and equipment | Control systems and instrumentation |  | 3 | 05 | 080 | 000 | 3.05.080
2000 | Ss_75_70_52_16 | 75 | 70 | 52 | 16 | Constant volume air conditioning control systems | Maintenance Costs (MC) | Services and equipment | Control systems and instrumentation |  | 5 | 05 | 080 | 000 | 5.05.080
2001 | Ss_75_70_52_17 | 75 | 70 | 52 | 17 | Cooling system control systems | Construction Costs (CC) | Services and equipment | Control systems and instrumentation |  | 2 | 05 | 080 | 000 | 2.05.080
2001 | Ss_75_70_52_17 | 75 | 70 | 52 | 17 | Cooling system control systems | Renewal Costs (RC) | Services and equipment | Control systems and instrumentation |  | 3 | 05 | 080 | 000 | 3.05.080
2001 | Ss_75_70_52_17 | 75 | 70 | 52 | 17 | Cooling system control systems | Maintenance Costs (MC) | Services and equipment | Control systems and instrumentation |  | 5 | 05 | 080 | 000 | 5.05.080
2002 | Ss_75_70_52_23 | 75 | 70 | 52 | 23 | Domestic heating system control systems | Construction Costs (CC) | Services and equipment | Control systems and instrumentation |  | 2 | 05 | 080 | 000 | 2.05.080
2002 | Ss_75_70_52_23 | 75 | 70 | 52 | 23 | Domestic heating system control systems | Renewal Costs (RC) | Services and equipment | Control systems and instrumentation |  | 3 | 05 | 080 | 000 | 3.05.080
2002 | Ss_75_70_52_23 | 75 | 70 | 52 | 23 | Domestic heating system control systems | Maintenance Costs (MC) | Services and equipment | Control systems and instrumentation |  | 5 | 05 | 080 | 000 | 5.05.080
2003 | Ss_75_70_52_28 | 75 | 70 | 52 | 28 | Extract ventilation control systems | Construction Costs (CC) | Services and equipment | Control systems and instrumentation |  | 2 | 05 | 080 | 000 | 2.05.080
2003 | Ss_75_70_52_28 | 75 | 70 | 52 | 28 | Extract ventilation control systems | Renewal Costs (RC) | Services and equipment | Control systems and instrumentation |  | 3 | 05 | 080 | 000 | 3.05.080
2003 | Ss_75_70_52_28 | 75 | 70 | 52 | 28 | Extract ventilation control systems | Maintenance Costs (MC) | Services and equipment | Control systems and instrumentation |  | 5 | 05 | 080 | 000 | 5.05.080
2004 | Ss_75_70_52_29 | 75 | 70 | 52 | 29 | Fan coil unit air conditioning control systems | Construction Costs (CC) | Services and equipment | Control systems and instrumentation |  | 2 | 05 | 080 | 000 | 2.05.080
2004 | Ss_75_70_52_29 | 75 | 70 | 52 | 29 | Fan coil unit air conditioning control systems | Renewal Costs (RC) | Services and equipment | Control systems and instrumentation |  | 3 | 05 | 080 | 000 | 3.05.080
2004 | Ss_75_70_52_29 | 75 | 70 | 52 | 29 | Fan coil unit air conditioning control systems | Maintenance Costs (MC) | Services and equipment | Control systems and instrumentation |  | 5 | 05 | 080 | 000 | 5.05.080
2005 | Ss_75_70_52_32 | 75 | 70 | 52 | 32 | Fuel supply control systems | Construction Costs (CC) | Services and equipment | Control systems and instrumentation |  | 2 | 05 | 080 | 000 | 2.05.080
2005 | Ss_75_70_52_32 | 75 | 70 | 52 | 32 | Fuel supply control systems | Renewal Costs (RC) | Services and equipment | Control systems and instrumentation |  | 3 | 05 | 080 | 000 | 3.05.080
2005 | Ss_75_70_52_32 | 75 | 70 | 52 | 32 | Fuel supply control systems | Maintenance Costs (MC) | Services and equipment | Control systems and instrumentation |  | 5 | 05 | 080 | 000 | 5.05.080
2006 | Ss_75_70_52_33 | 75 | 70 | 52 | 33 | Gas fired heating control systems | Construction Costs (CC) | Services and equipment | Control systems and instrumentation |  | 2 | 05 | 080 | 000 | 2.05.080
2006 | Ss_75_70_52_33 | 75 | 70 | 52 | 33 | Gas fired heating control systems | Renewal Costs (RC) | Services and equipment | Control systems and instrumentation |  | 3 | 05 | 080 | 000 | 3.05.080
2006 | Ss_75_70_52_33 | 75 | 70 | 52 | 33 | Gas fired heating control systems | Maintenance Costs (MC) | Services and equipment | Control systems and instrumentation |  | 5 | 05 | 080 | 000 | 5.05.080
2007 | Ss_75_70_52_36 | 75 | 70 | 52 | 36 | Heating system control systems | Construction Costs (CC) | Services and equipment | Control systems and instrumentation |  | 2 | 05 | 080 | 000 | 2.05.080
2007 | Ss_75_70_52_36 | 75 | 70 | 52 | 36 | Heating system control systems | Renewal Costs (RC) | Services and equipment | Control systems and instrumentation |  | 3 | 05 | 080 | 000 | 3.05.080
2007 | Ss_75_70_52_36 | 75 | 70 | 52 | 36 | Heating system control systems | Maintenance Costs (MC) | Services and equipment | Control systems and instrumentation |  | 5 | 05 | 080 | 000 | 5.05.080
2008 | Ss_75_70_52_52 | 75 | 70 | 52 | 52 | Mixed mode ventilation control systems | Construction Costs (CC) | Services and equipment | Control systems and instrumentation |  | 2 | 05 | 080 | 000 | 2.05.080
2008 | Ss_75_70_52_52 | 75 | 70 | 52 | 52 | Mixed mode ventilation control systems | Renewal Costs (RC) | Services and equipment | Control systems and instrumentation |  | 3 | 05 | 080 | 000 | 3.05.080
2008 | Ss_75_70_52_52 | 75 | 70 | 52 | 52 | Mixed mode ventilation control systems | Maintenance Costs (MC) | Services and equipment | Control systems and instrumentation |  | 5 | 05 | 080 | 000 | 5.05.080
2009 | Ss_75_70_52_56 | 75 | 70 | 52 | 56 | Natural ventilation control systems | Construction Costs (CC) | Services and equipment | Control systems and instrumentation |  | 2 | 05 | 080 | 000 | 2.05.080
2009 | Ss_75_70_52_56 | 75 | 70 | 52 | 56 | Natural ventilation control systems | Renewal Costs (RC) | Services and equipment | Control systems and instrumentation |  | 3 | 05 | 080 | 000 | 3.05.080
2009 | Ss_75_70_52_56 | 75 | 70 | 52 | 56 | Natural ventilation control systems | Maintenance Costs (MC) | Services and equipment | Control systems and instrumentation |  | 5 | 05 | 080 | 000 | 5.05.080
2010 | Ss_75_70_52_70 | 75 | 70 | 52 | 70 | Radiant heating control systems | Construction Costs (CC) | Services and equipment | Control systems and instrumentation |  | 2 | 05 | 080 | 000 | 2.05.080
2010 | Ss_75_70_52_70 | 75 | 70 | 52 | 70 | Radiant heating control systems | Renewal Costs (RC) | Services and equipment | Control systems and instrumentation |  | 3 | 05 | 080 | 000 | 3.05.080
2010 | Ss_75_70_52_70 | 75 | 70 | 52 | 70 | Radiant heating control systems | Maintenance Costs (MC) | Services and equipment | Control systems and instrumentation |  | 5 | 05 | 080 | 000 | 5.05.080
2011 | Ss_75_70_52_80 | 75 | 70 | 52 | 80 | Smoke and heat detection extract control systems | Construction Costs (CC) | Services and equipment | Control systems and instrumentation |  | 2 | 05 | 080 | 000 | 2.05.080
2011 | Ss_75_70_52_80 | 75 | 70 | 52 | 80 | Smoke and heat detection extract control systems | Renewal Costs (RC) | Services and equipment | Control systems and instrumentation |  | 3 | 05 | 080 | 000 | 3.05.080
2011 | Ss_75_70_52_80 | 75 | 70 | 52 | 80 | Smoke and heat detection extract control systems | Maintenance Costs (MC) | Services and equipment | Control systems and instrumentation |  | 5 | 05 | 080 | 000 | 5.05.080
2012 | Ss_75_70_52_81 | 75 | 70 | 52 | 81 | Smoke and heat detection shut down control systems | Construction Costs (CC) | Services and equipment | Control systems and instrumentation |  | 2 | 05 | 080 | 000 | 2.05.080
2012 | Ss_75_70_52_81 | 75 | 70 | 52 | 81 | Smoke and heat detection shut down control systems | Renewal Costs (RC) | Services and equipment | Control systems and instrumentation |  | 3 | 05 | 080 | 000 | 3.05.080
2012 | Ss_75_70_52_81 | 75 | 70 | 52 | 81 | Smoke and heat detection shut down control systems | Maintenance Costs (MC) | Services and equipment | Control systems and instrumentation |  | 5 | 05 | 080 | 000 | 5.05.080
2013 | Ss_75_70_52_85 | 75 | 70 | 52 | 85 | Steam and condensate control systems | Construction Costs (CC) | Services and equipment | Control systems and instrumentation |  | 2 | 05 | 080 | 000 | 2.05.080
2013 | Ss_75_70_52_85 | 75 | 70 | 52 | 85 | Steam and condensate control systems | Renewal Costs (RC) | Services and equipment | Control systems and instrumentation |  | 3 | 05 | 080 | 000 | 3.05.080
2013 | Ss_75_70_52_85 | 75 | 70 | 52 | 85 | Steam and condensate control systems | Maintenance Costs (MC) | Services and equipment | Control systems and instrumentation |  | 5 | 05 | 080 | 000 | 5.05.080
2014 | Ss_75_70_52_93 | 75 | 70 | 52 | 93 | Variable volume air conditioning control systems | Construction Costs (CC) | Services and equipment | Control systems and instrumentation |  | 2 | 05 | 080 | 000 | 2.05.080
2014 | Ss_75_70_52_93 | 75 | 70 | 52 | 93 | Variable volume air conditioning control systems | Renewal Costs (RC) | Services and equipment | Control systems and instrumentation |  | 3 | 05 | 080 | 000 | 3.05.080
2014 | Ss_75_70_52_93 | 75 | 70 | 52 | 93 | Variable volume air conditioning control systems | Maintenance Costs (MC) | Services and equipment | Control systems and instrumentation |  | 5 | 05 | 080 | 000 | 5.05.080
2015 | Ss_75_70_52_94 | 75 | 70 | 52 | 94 | Ventilation control systems | Construction Costs (CC) | Services and equipment | Control systems and instrumentation |  | 2 | 05 | 080 | 000 | 2.05.080
2015 | Ss_75_70_52_94 | 75 | 70 | 52 | 94 | Ventilation control systems | Renewal Costs (RC) | Services and equipment | Control systems and instrumentation |  | 3 | 05 | 080 | 000 | 3.05.080
2015 | Ss_75_70_52_94 | 75 | 70 | 52 | 94 | Ventilation control systems | Maintenance Costs (MC) | Services and equipment | Control systems and instrumentation |  | 5 | 05 | 080 | 000 | 5.05.080
2016 | Ss_75_70_52_96 | 75 | 70 | 52 | 96 | Water supply control systems | Construction Costs (CC) | Services and equipment | Control systems and instrumentation |  | 2 | 05 | 080 | 000 | 2.05.080
2016 | Ss_75_70_52_96 | 75 | 70 | 52 | 96 | Water supply control systems | Renewal Costs (RC) | Services and equipment | Control systems and instrumentation |  | 3 | 05 | 080 | 000 | 3.05.080
2016 | Ss_75_70_52_96 | 75 | 70 | 52 | 96 | Water supply control systems | Maintenance Costs (MC) | Services and equipment | Control systems and instrumentation |  | 5 | 05 | 080 | 000 | 5.05.080
2017 | Ss_75_70_52_97 | 75 | 70 | 52 | 97 | Water to air heat pump control systems | Construction Costs (CC) | Services and equipment | Control systems and instrumentation |  | 2 | 05 | 080 | 000 | 2.05.080
2017 | Ss_75_70_52_97 | 75 | 70 | 52 | 97 | Water to air heat pump control systems | Renewal Costs (RC) | Services and equipment | Control systems and instrumentation |  | 3 | 05 | 080 | 000 | 3.05.080
2017 | Ss_75_70_52_97 | 75 | 70 | 52 | 97 | Water to air heat pump control systems | Maintenance Costs (MC) | Services and equipment | Control systems and instrumentation |  | 5 | 05 | 080 | 000 | 5.05.080
2018 | Ss_75_70_54 | 75 | 70 | 54 |  | Metering, monitoring and management systems | Construction Costs (CC) | Services and equipment | Control systems and instrumentation |  | 2 | 05 | 080 | 000 | 2.05.080
2018 | Ss_75_70_54 | 75 | 70 | 54 |  | Metering, monitoring and management systems | Renewal Costs (RC) | Services and equipment | Control systems and instrumentation |  | 3 | 05 | 080 | 000 | 3.05.080
2018 | Ss_75_70_54 | 75 | 70 | 54 |  | Metering, monitoring and management systems | Maintenance Costs (MC) | Services and equipment | Control systems and instrumentation |  | 5 | 05 | 080 | 000 | 5.05.080
2019 | Ss_75_70_54_03 | 75 | 70 | 54 | 03 | Active water monitoring systems | Construction Costs (CC) | Services and equipment | Control systems and instrumentation |  | 2 | 05 | 080 | 000 | 2.05.080
2019 | Ss_75_70_54_03 | 75 | 70 | 54 | 03 | Active water monitoring systems | Renewal Costs (RC) | Services and equipment | Control systems and instrumentation |  | 3 | 05 | 080 | 000 | 3.05.080
2019 | Ss_75_70_54_03 | 75 | 70 | 54 | 03 | Active water monitoring systems | Maintenance Costs (MC) | Services and equipment | Control systems and instrumentation |  | 5 | 05 | 080 | 000 | 5.05.080
2020 | Ss_75_70_54_10 | 75 | 70 | 54 | 10 | Building monitoring and management systems | Construction Costs (CC) | Services and equipment | Control systems and instrumentation |  | 2 | 05 | 080 | 000 | 2.05.080
2020 | Ss_75_70_54_10 | 75 | 70 | 54 | 10 | Building monitoring and management systems | Renewal Costs (RC) | Services and equipment | Control systems and instrumentation |  | 3 | 05 | 080 | 000 | 3.05.080
2020 | Ss_75_70_54_10 | 75 | 70 | 54 | 10 | Building monitoring and management systems | Maintenance Costs (MC) | Services and equipment | Control systems and instrumentation |  | 5 | 05 | 080 | 000 | 5.05.080
2021 | Ss_75_70_54_15 | 75 | 70 | 54 | 15 | Communications monitoring and management systems | Construction Costs (CC) | Services and equipment | Control systems and instrumentation |  | 2 | 05 | 080 | 000 | 2.05.080
2021 | Ss_75_70_54_15 | 75 | 70 | 54 | 15 | Communications monitoring and management systems | Renewal Costs (RC) | Services and equipment | Control systems and instrumentation |  | 3 | 05 | 080 | 000 | 3.05.080
2021 | Ss_75_70_54_15 | 75 | 70 | 54 | 15 | Communications monitoring and management systems | Maintenance Costs (MC) | Services and equipment | Control systems and instrumentation |  | 5 | 05 | 080 | 000 | 5.05.080
2022 | Ss_75_70_54_25 | 75 | 70 | 54 | 25 | Electricity metering systems | Construction Costs (CC) | Services and equipment | Control systems and instrumentation |  | 2 | 05 | 080 | 000 | 2.05.080
2022 | Ss_75_70_54_25 | 75 | 70 | 54 | 25 | Electricity metering systems | Renewal Costs (RC) | Services and equipment | Control systems and instrumentation |  | 3 | 05 | 080 | 000 | 3.05.080
2022 | Ss_75_70_54_25 | 75 | 70 | 54 | 25 | Electricity metering systems | Maintenance Costs (MC) | Services and equipment | Control systems and instrumentation |  | 5 | 05 | 080 | 000 | 5.05.080
2023 | Ss_75_70_54_30 | 75 | 70 | 54 | 30 | Fuel metering systems | Construction Costs (CC) | Services and equipment | Control systems and instrumentation |  | 2 | 05 | 080 | 000 | 2.05.080
2023 | Ss_75_70_54_30 | 75 | 70 | 54 | 30 | Fuel metering systems | Renewal Costs (RC) | Services and equipment | Control systems and instrumentation |  | 3 | 05 | 080 | 000 | 3.05.080
2023 | Ss_75_70_54_30 | 75 | 70 | 54 | 30 | Fuel metering systems | Maintenance Costs (MC) | Services and equipment | Control systems and instrumentation |  | 5 | 05 | 080 | 000 | 5.05.080
2024 | Ss_75_70_54_60 | 75 | 70 | 54 | 60 | Passive water monitoring systems | Construction Costs (CC) | Services and equipment | Control systems and instrumentation |  | 2 | 05 | 080 | 000 | 2.05.080
2024 | Ss_75_70_54_60 | 75 | 70 | 54 | 60 | Passive water monitoring systems | Renewal Costs (RC) | Services and equipment | Control systems and instrumentation |  | 3 | 05 | 080 | 000 | 3.05.080
2024 | Ss_75_70_54_60 | 75 | 70 | 54 | 60 | Passive water monitoring systems | Maintenance Costs (MC) | Services and equipment | Control systems and instrumentation |  | 5 | 05 | 080 | 000 | 5.05.080
2025 | Ss_75_70_54_95 | 75 | 70 | 54 | 95 | Water metering systems | Construction Costs (CC) | Services and equipment | Control systems and instrumentation |  | 2 | 05 | 080 | 000 | 2.05.080
2025 | Ss_75_70_54_95 | 75 | 70 | 54 | 95 | Water metering systems | Renewal Costs (RC) | Services and equipment | Control systems and instrumentation |  | 3 | 05 | 080 | 000 | 3.05.080
2025 | Ss_75_70_54_95 | 75 | 70 | 54 | 95 | Water metering systems | Maintenance Costs (MC) | Services and equipment | Control systems and instrumentation |  | 5 | 05 | 080 | 000 | 5.05.080
2026 | Ss_75_70_70 | 75 | 70 | 70 |  | Railway control systems | Construction Costs (CC) | Services and equipment | Control systems and instrumentation |  | 2 | 05 | 080 | 000 | 2.05.080
2026 | Ss_75_70_70 | 75 | 70 | 70 |  | Railway control systems | Renewal Costs (RC) | Services and equipment | Control systems and instrumentation |  | 3 | 05 | 080 | 000 | 3.05.080
2026 | Ss_75_70_70 | 75 | 70 | 70 |  | Railway control systems | Maintenance Costs (MC) | Services and equipment | Control systems and instrumentation |  | 5 | 05 | 080 | 000 | 5.05.080
2027 | Ss_75_70_72 | 75 | 70 | 72 |  | Road control systems | Construction Costs (CC) | Services and equipment | Control systems and instrumentation |  | 2 | 05 | 080 | 000 | 2.05.080
2027 | Ss_75_70_72 | 75 | 70 | 72 |  | Road control systems | Renewal Costs (RC) | Services and equipment | Control systems and instrumentation |  | 3 | 05 | 080 | 000 | 3.05.080
2027 | Ss_75_70_72 | 75 | 70 | 72 |  | Road control systems | Maintenance Costs (MC) | Services and equipment | Control systems and instrumentation |  | 5 | 05 | 080 | 000 | 5.05.080
2028 | Ss_75_70_85 | 75 | 70 | 85 |  | Structural monitoring systems | Construction Costs (CC) | Services and equipment | Control systems and instrumentation |  | 2 | 05 | 080 | 000 | 2.05.080
2028 | Ss_75_70_85 | 75 | 70 | 85 |  | Structural monitoring systems | Renewal Costs (RC) | Services and equipment | Control systems and instrumentation |  | 3 | 05 | 080 | 000 | 3.05.080
2028 | Ss_75_70_85 | 75 | 70 | 85 |  | Structural monitoring systems | Maintenance Costs (MC) | Services and equipment | Control systems and instrumentation |  | 5 | 05 | 080 | 000 | 5.05.080
2029 | Ss_75_70_85_18 | 75 | 70 | 85 | 18 | Crack gauge monitoring systems | Construction Costs (CC) | Services and equipment | Control systems and instrumentation |  | 2 | 05 | 080 | 000 | 2.05.080
2029 | Ss_75_70_85_18 | 75 | 70 | 85 | 18 | Crack gauge monitoring systems | Renewal Costs (RC) | Services and equipment | Control systems and instrumentation |  | 3 | 05 | 080 | 000 | 3.05.080
2029 | Ss_75_70_85_18 | 75 | 70 | 85 | 18 | Crack gauge monitoring systems | Maintenance Costs (MC) | Services and equipment | Control systems and instrumentation |  | 5 | 05 | 080 | 000 | 5.05.080
2030 | Ss_75_70_85_27 | 75 | 70 | 85 | 27 | Electrolevel monitoring systems | Construction Costs (CC) | Services and equipment | Control systems and instrumentation |  | 2 | 05 | 080 | 000 | 2.05.080
2030 | Ss_75_70_85_27 | 75 | 70 | 85 | 27 | Electrolevel monitoring systems | Renewal Costs (RC) | Services and equipment | Control systems and instrumentation |  | 3 | 05 | 080 | 000 | 3.05.080
2030 | Ss_75_70_85_27 | 75 | 70 | 85 | 27 | Electrolevel monitoring systems | Maintenance Costs (MC) | Services and equipment | Control systems and instrumentation |  | 5 | 05 | 080 | 000 | 5.05.080
2031 | Ss_75_70_85_30 | 75 | 70 | 85 | 30 | Fibre optic monitoring systems | Construction Costs (CC) | Services and equipment | Control systems and instrumentation |  | 2 | 05 | 080 | 000 | 2.05.080
2031 | Ss_75_70_85_30 | 75 | 70 | 85 | 30 | Fibre optic monitoring systems | Renewal Costs (RC) | Services and equipment | Control systems and instrumentation |  | 3 | 05 | 080 | 000 | 3.05.080
2031 | Ss_75_70_85_30 | 75 | 70 | 85 | 30 | Fibre optic monitoring systems | Maintenance Costs (MC) | Services and equipment | Control systems and instrumentation |  | 5 | 05 | 080 | 000 | 5.05.080
2032 | Ss_75_70_85_47 | 75 | 70 | 85 | 47 | Liquid levelling monitoring systems | Construction Costs (CC) | Services and equipment | Control systems and instrumentation |  | 2 | 05 | 080 | 000 | 2.05.080
2032 | Ss_75_70_85_47 | 75 | 70 | 85 | 47 | Liquid levelling monitoring systems | Renewal Costs (RC) | Services and equipment | Control systems and instrumentation |  | 3 | 05 | 080 | 000 | 3.05.080
2032 | Ss_75_70_85_47 | 75 | 70 | 85 | 47 | Liquid levelling monitoring systems | Maintenance Costs (MC) | Services and equipment | Control systems and instrumentation |  | 5 | 05 | 080 | 000 | 5.05.080
2033 | Ss_75_70_85_48 | 75 | 70 | 85 | 48 | Load cell monitoring systems | Construction Costs (CC) | Services and equipment | Control systems and instrumentation |  | 2 | 05 | 080 | 000 | 2.05.080
2033 | Ss_75_70_85_48 | 75 | 70 | 85 | 48 | Load cell monitoring systems | Renewal Costs (RC) | Services and equipment | Control systems and instrumentation |  | 3 | 05 | 080 | 000 | 3.05.080
2033 | Ss_75_70_85_48 | 75 | 70 | 85 | 48 | Load cell monitoring systems | Maintenance Costs (MC) | Services and equipment | Control systems and instrumentation |  | 5 | 05 | 080 | 000 | 5.05.080
2034 | Ss_75_70_85_62 | 75 | 70 | 85 | 62 | Piezometer monitoring systems | Construction Costs (CC) | Services and equipment | Control systems and instrumentation |  | 2 | 05 | 080 | 000 | 2.05.080
2034 | Ss_75_70_85_62 | 75 | 70 | 85 | 62 | Piezometer monitoring systems | Renewal Costs (RC) | Services and equipment | Control systems and instrumentation |  | 3 | 05 | 080 | 000 | 3.05.080
2034 | Ss_75_70_85_62 | 75 | 70 | 85 | 62 | Piezometer monitoring systems | Maintenance Costs (MC) | Services and equipment | Control systems and instrumentation |  | 5 | 05 | 080 | 000 | 5.05.080
2035 | Ss_75_70_85_66 | 75 | 70 | 85 | 66 | Precise levelling monitoring systems | Construction Costs (CC) | Services and equipment | Control systems and instrumentation |  | 2 | 05 | 080 | 000 | 2.05.080
2035 | Ss_75_70_85_66 | 75 | 70 | 85 | 66 | Precise levelling monitoring systems | Renewal Costs (RC) | Services and equipment | Control systems and instrumentation |  | 3 | 05 | 080 | 000 | 3.05.080
2035 | Ss_75_70_85_66 | 75 | 70 | 85 | 66 | Precise levelling monitoring systems | Maintenance Costs (MC) | Services and equipment | Control systems and instrumentation |  | 5 | 05 | 080 | 000 | 5.05.080
2036 | Ss_75_70_85_67 | 75 | 70 | 85 | 67 | Prism monitoring systems | Construction Costs (CC) | Services and equipment | Control systems and instrumentation |  | 2 | 05 | 080 | 000 | 2.05.080
2036 | Ss_75_70_85_67 | 75 | 70 | 85 | 67 | Prism monitoring systems | Renewal Costs (RC) | Services and equipment | Control systems and instrumentation |  | 3 | 05 | 080 | 000 | 3.05.080
2036 | Ss_75_70_85_67 | 75 | 70 | 85 | 67 | Prism monitoring systems | Maintenance Costs (MC) | Services and equipment | Control systems and instrumentation |  | 5 | 05 | 080 | 000 | 5.05.080
2037 | Ss_75_70_85_84 | 75 | 70 | 85 | 84 | Strain gauge monitoring systems | Construction Costs (CC) | Services and equipment | Control systems and instrumentation |  | 2 | 05 | 080 | 000 | 2.05.080
2037 | Ss_75_70_85_84 | 75 | 70 | 85 | 84 | Strain gauge monitoring systems | Renewal Costs (RC) | Services and equipment | Control systems and instrumentation |  | 3 | 05 | 080 | 000 | 3.05.080
2037 | Ss_75_70_85_84 | 75 | 70 | 85 | 84 | Strain gauge monitoring systems | Maintenance Costs (MC) | Services and equipment | Control systems and instrumentation |  | 5 | 05 | 080 | 000 | 5.05.080
2038 | Ss_75_70_85_86 | 75 | 70 | 85 | 86 | Sub-surface monitoring array systems | Construction Costs (CC) | Services and equipment | Control systems and instrumentation |  | 2 | 05 | 080 | 000 | 2.05.080
2038 | Ss_75_70_85_86 | 75 | 70 | 85 | 86 | Sub-surface monitoring array systems | Renewal Costs (RC) | Services and equipment | Control systems and instrumentation |  | 3 | 05 | 080 | 000 | 3.05.080
2038 | Ss_75_70_85_86 | 75 | 70 | 85 | 86 | Sub-surface monitoring array systems | Maintenance Costs (MC) | Services and equipment | Control systems and instrumentation |  | 5 | 05 | 080 | 000 | 5.05.080
2039 | Ss_75_70_85_87 | 75 | 70 | 85 | 87 | Tape extensometer monitoring systems | Construction Costs (CC) | Services and equipment | Control systems and instrumentation |  | 2 | 05 | 080 | 000 | 2.05.080
2039 | Ss_75_70_85_87 | 75 | 70 | 85 | 87 | Tape extensometer monitoring systems | Renewal Costs (RC) | Services and equipment | Control systems and instrumentation |  | 3 | 05 | 080 | 000 | 3.05.080
2039 | Ss_75_70_85_87 | 75 | 70 | 85 | 87 | Tape extensometer monitoring systems | Maintenance Costs (MC) | Services and equipment | Control systems and instrumentation |  | 5 | 05 | 080 | 000 | 5.05.080
2040 | Ss_75_70_85_90 | 75 | 70 | 85 | 90 | Tilt sensor monitoring systems | Construction Costs (CC) | Services and equipment | Control systems and instrumentation |  | 2 | 05 | 080 | 000 | 2.05.080
2040 | Ss_75_70_85_90 | 75 | 70 | 85 | 90 | Tilt sensor monitoring systems | Renewal Costs (RC) | Services and equipment | Control systems and instrumentation |  | 3 | 05 | 080 | 000 | 3.05.080
2040 | Ss_75_70_85_90 | 75 | 70 | 85 | 90 | Tilt sensor monitoring systems | Maintenance Costs (MC) | Services and equipment | Control systems and instrumentation |  | 5 | 05 | 080 | 000 | 5.05.080
2041 | Ss_75_70_85_92 | 75 | 70 | 85 | 92 | Total station monitoring systems | Construction Costs (CC) | Services and equipment | Control systems and instrumentation |  | 2 | 05 | 080 | 000 | 2.05.080
2041 | Ss_75_70_85_92 | 75 | 70 | 85 | 92 | Total station monitoring systems | Renewal Costs (RC) | Services and equipment | Control systems and instrumentation |  | 3 | 05 | 080 | 000 | 3.05.080
2041 | Ss_75_70_85_92 | 75 | 70 | 85 | 92 | Total station monitoring systems | Maintenance Costs (MC) | Services and equipment | Control systems and instrumentation |  | 5 | 05 | 080 | 000 | 5.05.080
2042 | Ss_75_70_90 | 75 | 70 | 90 |  | Traffic monitoring systems | Construction Costs (CC) | Services and equipment | Control systems and instrumentation |  | 2 | 05 | 080 | 000 | 2.05.080
2042 | Ss_75_70_90 | 75 | 70 | 90 |  | Traffic monitoring systems | Renewal Costs (RC) | Services and equipment | Control systems and instrumentation |  | 3 | 05 | 080 | 000 | 3.05.080
2042 | Ss_75_70_90 | 75 | 70 | 90 |  | Traffic monitoring systems | Maintenance Costs (MC) | Services and equipment | Control systems and instrumentation |  | 5 | 05 | 080 | 000 | 5.05.080
2043 | Ss_75_70_90_90 | 75 | 70 | 90 | 90 | Traffic enforcement camera systems | Construction Costs (CC) | Services and equipment | Control systems and instrumentation |  | 2 | 05 | 080 | 000 | 2.05.080
2043 | Ss_75_70_90_90 | 75 | 70 | 90 | 90 | Traffic enforcement camera systems | Renewal Costs (RC) | Services and equipment | Control systems and instrumentation |  | 3 | 05 | 080 | 000 | 3.05.080
2043 | Ss_75_70_90_90 | 75 | 70 | 90 | 90 | Traffic enforcement camera systems | Maintenance Costs (MC) | Services and equipment | Control systems and instrumentation |  | 5 | 05 | 080 | 000 | 5.05.080
2044 | Ss_75_70_96 | 75 | 70 | 96 |  | Water supply and wastewater control systems | Construction Costs (CC) | Services and equipment | Control systems and instrumentation |  | 2 | 05 | 080 | 000 | 2.05.080
2044 | Ss_75_70_96 | 75 | 70 | 96 |  | Water supply and wastewater control systems | Renewal Costs (RC) | Services and equipment | Control systems and instrumentation |  | 3 | 05 | 080 | 000 | 3.05.080
2044 | Ss_75_70_96 | 75 | 70 | 96 |  | Water supply and wastewater control systems | Maintenance Costs (MC) | Services and equipment | Control systems and instrumentation |  | 5 | 05 | 080 | 000 | 5.05.080
2045 | Ss_75_70_96_21 | 75 | 70 | 96 | 21 | Desludging control systems | Construction Costs (CC) | Services and equipment | Control systems and instrumentation |  | 2 | 05 | 080 | 000 | 2.05.080
2045 | Ss_75_70_96_21 | 75 | 70 | 96 | 21 | Desludging control systems | Renewal Costs (RC) | Services and equipment | Control systems and instrumentation |  | 3 | 05 | 080 | 000 | 3.05.080
2045 | Ss_75_70_96_21 | 75 | 70 | 96 | 21 | Desludging control systems | Maintenance Costs (MC) | Services and equipment | Control systems and instrumentation |  | 5 | 05 | 080 | 000 | 5.05.080
2046 | Ss_75_70_96_30 | 75 | 70 | 96 | 30 | Flow measurement and control systems | Construction Costs (CC) | Services and equipment | Control systems and instrumentation |  | 2 | 05 | 080 | 000 | 2.05.080
2046 | Ss_75_70_96_30 | 75 | 70 | 96 | 30 | Flow measurement and control systems | Renewal Costs (RC) | Services and equipment | Control systems and instrumentation |  | 3 | 05 | 080 | 000 | 3.05.080
2046 | Ss_75_70_96_30 | 75 | 70 | 96 | 30 | Flow measurement and control systems | Maintenance Costs (MC) | Services and equipment | Control systems and instrumentation |  | 5 | 05 | 080 | 000 | 5.05.080
2047 | Ss_75_70_96_96 | 75 | 70 | 96 | 96 | Wastewater supply control systems | Construction Costs (CC) | Services and equipment | Control systems and instrumentation |  | 2 | 05 | 080 | 000 | 2.05.080
2047 | Ss_75_70_96_96 | 75 | 70 | 96 | 96 | Wastewater supply control systems | Renewal Costs (RC) | Services and equipment | Control systems and instrumentation |  | 3 | 05 | 080 | 000 | 3.05.080
2047 | Ss_75_70_96_96 | 75 | 70 | 96 | 96 | Wastewater supply control systems | Maintenance Costs (MC) | Services and equipment | Control systems and instrumentation |  | 5 | 05 | 080 | 000 | 5.05.080
2048 | Ss_75_70_96_98 | 75 | 70 | 96 | 98 | Water supply quality control systems | Construction Costs (CC) | Services and equipment | Control systems and instrumentation |  | 2 | 05 | 080 | 000 | 2.05.080
2048 | Ss_75_70_96_98 | 75 | 70 | 96 | 98 | Water supply quality control systems | Renewal Costs (RC) | Services and equipment | Control systems and instrumentation |  | 3 | 05 | 080 | 000 | 3.05.080
2048 | Ss_75_70_96_98 | 75 | 70 | 96 | 98 | Water supply quality control systems | Maintenance Costs (MC) | Services and equipment | Control systems and instrumentation |  | 5 | 05 | 080 | 000 | 5.05.080
2049 | Ss_75_70_97 | 75 | 70 | 97 |  | Waterway control systems | Construction Costs (CC) | Services and equipment | Control systems and instrumentation |  | 2 | 05 | 080 | 000 | 2.05.080
2049 | Ss_75_70_97 | 75 | 70 | 97 |  | Waterway control systems | Renewal Costs (RC) | Services and equipment | Control systems and instrumentation |  | 3 | 05 | 080 | 000 | 3.05.080
2049 | Ss_75_70_97 | 75 | 70 | 97 |  | Waterway control systems | Maintenance Costs (MC) | Services and equipment | Control systems and instrumentation |  | 5 | 05 | 080 | 000 | 5.05.080
2050 | Ss_75_90 | 75 | 90 |  |  | Ticket management systems | Construction Costs (CC) | Services and equipment | Control systems and instrumentation |  | 2 | 05 | 080 | 000 | 2.05.080
2050 | Ss_75_90 | 75 | 90 |  |  | Ticket management systems | Renewal Costs (RC) | Services and equipment | Control systems and instrumentation |  | 3 | 05 | 080 | 000 | 3.05.080
2050 | Ss_75_90 | 75 | 90 |  |  | Ticket management systems | Maintenance Costs (MC) | Services and equipment | Control systems and instrumentation |  | 5 | 05 | 080 | 000 | 5.05.080
2051 | Ss_75_90_80 | 75 | 90 | 80 |  | Ticketing systems | Construction Costs (CC) | Services and equipment | Control systems and instrumentation |  | 2 | 05 | 080 | 000 | 2.05.080
2051 | Ss_75_90_80 | 75 | 90 | 80 |  | Ticketing systems | Renewal Costs (RC) | Services and equipment | Control systems and instrumentation |  | 3 | 05 | 080 | 000 | 3.05.080
2051 | Ss_75_90_80 | 75 | 90 | 80 |  | Ticketing systems | Maintenance Costs (MC) | Services and equipment | Control systems and instrumentation |  | 5 | 05 | 080 | 000 | 5.05.080
2052 | Ss_75_90_93 | 75 | 90 | 93 |  | Ticket validation systems | Construction Costs (CC) | Services and equipment | Control systems and instrumentation |  | 2 | 05 | 080 | 000 | 2.05.080
2052 | Ss_75_90_93 | 75 | 90 | 93 |  | Ticket validation systems | Renewal Costs (RC) | Services and equipment | Control systems and instrumentation |  | 3 | 05 | 080 | 000 | 3.05.080
2052 | Ss_75_90_93 | 75 | 90 | 93 |  | Ticket validation systems | Maintenance Costs (MC) | Services and equipment | Control systems and instrumentation |  | 5 | 05 | 080 | 000 | 5.05.080
2053 | Ss_75_90_93_11 | 75 | 90 | 93 | 11 | Card reading systems | Construction Costs (CC) | Services and equipment | Control systems and instrumentation |  | 2 | 05 | 080 | 000 | 2.05.080
2053 | Ss_75_90_93_11 | 75 | 90 | 93 | 11 | Card reading systems | Renewal Costs (RC) | Services and equipment | Control systems and instrumentation |  | 3 | 05 | 080 | 000 | 3.05.080
2053 | Ss_75_90_93_11 | 75 | 90 | 93 | 11 | Card reading systems | Maintenance Costs (MC) | Services and equipment | Control systems and instrumentation |  | 5 | 05 | 080 | 000 | 5.05.080
2054 | Ss_75_90_93_88 | 75 | 90 | 93 | 88 | Ticket reading systems | Construction Costs (CC) | Services and equipment | Control systems and instrumentation |  | 2 | 05 | 080 | 000 | 2.05.080
2054 | Ss_75_90_93_88 | 75 | 90 | 93 | 88 | Ticket reading systems | Renewal Costs (RC) | Services and equipment | Control systems and instrumentation |  | 3 | 05 | 080 | 000 | 3.05.080
2054 | Ss_75_90_93_88 | 75 | 90 | 93 | 88 | Ticket reading systems | Maintenance Costs (MC) | Services and equipment | Control systems and instrumentation |  | 5 | 05 | 080 | 000 | 5.05.080
2055 | Ss_75_95 | 75 | 95 |  |  | Temporary communications, security, safety, control and protection systems | Construction Costs (CC) | Services and equipment | Control systems and instrumentation |  | 2 | 05 | 080 | 000 | 2.05.080
2055 | Ss_75_95 | 75 | 95 |  |  | Temporary communications, security, safety, control and protection systems | Renewal Costs (RC) | Services and equipment | Control systems and instrumentation |  | 3 | 05 | 080 | 000 | 3.05.080
2055 | Ss_75_95 | 75 | 95 |  |  | Temporary communications, security, safety, control and protection systems | Maintenance Costs (MC) | Services and equipment | Control systems and instrumentation |  | 5 | 05 | 080 | 000 | 5.05.080
2056 | Ss_80 | 80 |  |  |  | Transport systems | Construction Costs (CC) | Services and equipment | Movement systems: lifts/ elevators/ conveyors |  | 2 | 05 | 120 | 000 | 2.05.120
2056 | Ss_80 | 80 |  |  |  | Transport systems | Renewal Costs (RC) | Services and equipment | Movement systems: lifts/ elevators/ conveyors |  | 3 | 05 | 120 | 000 | 3.05.120
2056 | Ss_80 | 80 |  |  |  | Transport systems | Maintenance Costs (MC) | Services and equipment | Movement systems: lifts/ elevators/ conveyors |  | 5 | 05 | 120 | 000 | 5.05.120
2057 | Ss_80_10 | 80 | 10 |  |  | Cable transport systems | Construction Costs (CC) | Services and equipment | Movement systems: lifts/ elevators/ conveyors |  | 2 | 05 | 120 | 000 | 2.05.120
2057 | Ss_80_10 | 80 | 10 |  |  | Cable transport systems | Renewal Costs (RC) | Services and equipment | Movement systems: lifts/ elevators/ conveyors |  | 3 | 05 | 120 | 000 | 3.05.120
2057 | Ss_80_10 | 80 | 10 |  |  | Cable transport systems | Maintenance Costs (MC) | Services and equipment | Movement systems: lifts/ elevators/ conveyors |  | 5 | 05 | 120 | 000 | 5.05.120
2058 | Ss_80_10_05 | 80 | 10 | 05 |  | Aerial tram systems | Construction Costs (CC) | Services and equipment | Movement systems: lifts/ elevators/ conveyors |  | 2 | 05 | 120 | 000 | 2.05.120
2058 | Ss_80_10_05 | 80 | 10 | 05 |  | Aerial tram systems | Renewal Costs (RC) | Services and equipment | Movement systems: lifts/ elevators/ conveyors |  | 3 | 05 | 120 | 000 | 3.05.120
2058 | Ss_80_10_05 | 80 | 10 | 05 |  | Aerial tram systems | Maintenance Costs (MC) | Services and equipment | Movement systems: lifts/ elevators/ conveyors |  | 5 | 05 | 120 | 000 | 5.05.120
2059 | Ss_80_10_10 | 80 | 10 | 10 |  | Cable car systems | Construction Costs (CC) | Services and equipment | Movement systems: lifts/ elevators/ conveyors |  | 2 | 05 | 120 | 000 | 2.05.120
2059 | Ss_80_10_10 | 80 | 10 | 10 |  | Cable car systems | Renewal Costs (RC) | Services and equipment | Movement systems: lifts/ elevators/ conveyors |  | 3 | 05 | 120 | 000 | 3.05.120
2059 | Ss_80_10_10 | 80 | 10 | 10 |  | Cable car systems | Maintenance Costs (MC) | Services and equipment | Movement systems: lifts/ elevators/ conveyors |  | 5 | 05 | 120 | 000 | 5.05.120
2060 | Ss_80_10_15 | 80 | 10 | 15 |  | Chairlift systems | Construction Costs (CC) | Services and equipment | Movement systems: lifts/ elevators/ conveyors |  | 2 | 05 | 120 | 000 | 2.05.120
2060 | Ss_80_10_15 | 80 | 10 | 15 |  | Chairlift systems | Renewal Costs (RC) | Services and equipment | Movement systems: lifts/ elevators/ conveyors |  | 3 | 05 | 120 | 000 | 3.05.120
2060 | Ss_80_10_15 | 80 | 10 | 15 |  | Chairlift systems | Maintenance Costs (MC) | Services and equipment | Movement systems: lifts/ elevators/ conveyors |  | 5 | 05 | 120 | 000 | 5.05.120
2061 | Ss_80_10_30 | 80 | 10 | 30 |  | Funicular systems | Construction Costs (CC) | Services and equipment | Movement systems: lifts/ elevators/ conveyors |  | 2 | 05 | 120 | 000 | 2.05.120
2061 | Ss_80_10_30 | 80 | 10 | 30 |  | Funicular systems | Renewal Costs (RC) | Services and equipment | Movement systems: lifts/ elevators/ conveyors |  | 3 | 05 | 120 | 000 | 3.05.120
2061 | Ss_80_10_30 | 80 | 10 | 30 |  | Funicular systems | Maintenance Costs (MC) | Services and equipment | Movement systems: lifts/ elevators/ conveyors |  | 5 | 05 | 120 | 000 | 5.05.120
2062 | Ss_80_10_35 | 80 | 10 | 35 |  | Gondola systems | Construction Costs (CC) | Services and equipment | Movement systems: lifts/ elevators/ conveyors |  | 2 | 05 | 120 | 000 | 2.05.120
2062 | Ss_80_10_35 | 80 | 10 | 35 |  | Gondola systems | Renewal Costs (RC) | Services and equipment | Movement systems: lifts/ elevators/ conveyors |  | 3 | 05 | 120 | 000 | 3.05.120
2062 | Ss_80_10_35 | 80 | 10 | 35 |  | Gondola systems | Maintenance Costs (MC) | Services and equipment | Movement systems: lifts/ elevators/ conveyors |  | 5 | 05 | 120 | 000 | 5.05.120
2063 | Ss_80_10_70 | 80 | 10 | 70 |  | Ropeway tow systems | Construction Costs (CC) | Services and equipment | Movement systems: lifts/ elevators/ conveyors |  | 2 | 05 | 120 | 000 | 2.05.120
2063 | Ss_80_10_70 | 80 | 10 | 70 |  | Ropeway tow systems | Renewal Costs (RC) | Services and equipment | Movement systems: lifts/ elevators/ conveyors |  | 3 | 05 | 120 | 000 | 3.05.120
2063 | Ss_80_10_70 | 80 | 10 | 70 |  | Ropeway tow systems | Maintenance Costs (MC) | Services and equipment | Movement systems: lifts/ elevators/ conveyors |  | 5 | 05 | 120 | 000 | 5.05.120
2064 | Ss_80_10_85 | 80 | 10 | 85 |  | Surface lift systems | Construction Costs (CC) | Services and equipment | Movement systems: lifts/ elevators/ conveyors |  | 2 | 05 | 120 | 000 | 2.05.120
2064 | Ss_80_10_85 | 80 | 10 | 85 |  | Surface lift systems | Renewal Costs (RC) | Services and equipment | Movement systems: lifts/ elevators/ conveyors |  | 3 | 05 | 120 | 000 | 3.05.120
2064 | Ss_80_10_85 | 80 | 10 | 85 |  | Surface lift systems | Maintenance Costs (MC) | Services and equipment | Movement systems: lifts/ elevators/ conveyors |  | 5 | 05 | 120 | 000 | 5.05.120
2065 | Ss_80_20 | 80 | 20 |  |  | Conveying systems | Construction Costs (CC) | Services and equipment | Movement systems: lifts/ elevators/ conveyors |  | 2 | 05 | 120 | 000 | 2.05.120
2065 | Ss_80_20 | 80 | 20 |  |  | Conveying systems | Renewal Costs (RC) | Services and equipment | Movement systems: lifts/ elevators/ conveyors |  | 3 | 05 | 120 | 000 | 3.05.120
2065 | Ss_80_20 | 80 | 20 |  |  | Conveying systems | Maintenance Costs (MC) | Services and equipment | Movement systems: lifts/ elevators/ conveyors |  | 5 | 05 | 120 | 000 | 5.05.120
2066 | Ss_80_20_05 | 80 | 20 | 05 |  | Automatic guided vehicle systems | Construction Costs (CC) | Services and equipment | Movement systems: lifts/ elevators/ conveyors |  | 2 | 05 | 120 | 000 | 2.05.120
2066 | Ss_80_20_05 | 80 | 20 | 05 |  | Automatic guided vehicle systems | Renewal Costs (RC) | Services and equipment | Movement systems: lifts/ elevators/ conveyors |  | 3 | 05 | 120 | 000 | 3.05.120
2066 | Ss_80_20_05 | 80 | 20 | 05 |  | Automatic guided vehicle systems | Maintenance Costs (MC) | Services and equipment | Movement systems: lifts/ elevators/ conveyors |  | 5 | 05 | 120 | 000 | 5.05.120
2067 | Ss_80_20_06 | 80 | 20 | 06 |  | Baggage handling systems | Construction Costs (CC) | Services and equipment | Movement systems: lifts/ elevators/ conveyors |  | 2 | 05 | 120 | 000 | 2.05.120
2067 | Ss_80_20_06 | 80 | 20 | 06 |  | Baggage handling systems | Renewal Costs (RC) | Services and equipment | Movement systems: lifts/ elevators/ conveyors |  | 3 | 05 | 120 | 000 | 3.05.120
2067 | Ss_80_20_06 | 80 | 20 | 06 |  | Baggage handling systems | Maintenance Costs (MC) | Services and equipment | Movement systems: lifts/ elevators/ conveyors |  | 5 | 05 | 120 | 000 | 5.05.120
2068 | Ss_80_20_06_04 | 80 | 20 | 06 | 04 | Airport baggage handling systems | Construction Costs (CC) | Services and equipment | Movement systems: lifts/ elevators/ conveyors |  | 2 | 05 | 120 | 000 | 2.05.120
2068 | Ss_80_20_06_04 | 80 | 20 | 06 | 04 | Airport baggage handling systems | Renewal Costs (RC) | Services and equipment | Movement systems: lifts/ elevators/ conveyors |  | 3 | 05 | 120 | 000 | 3.05.120
2068 | Ss_80_20_06_04 | 80 | 20 | 06 | 04 | Airport baggage handling systems | Maintenance Costs (MC) | Services and equipment | Movement systems: lifts/ elevators/ conveyors |  | 5 | 05 | 120 | 000 | 5.05.120
2069 | Ss_80_20_10 | 80 | 20 | 10 |  | Bulk material conveying systems | Construction Costs (CC) | Services and equipment | Movement systems: lifts/ elevators/ conveyors |  | 2 | 05 | 120 | 000 | 2.05.120
2069 | Ss_80_20_10 | 80 | 20 | 10 |  | Bulk material conveying systems | Renewal Costs (RC) | Services and equipment | Movement systems: lifts/ elevators/ conveyors |  | 3 | 05 | 120 | 000 | 3.05.120
2069 | Ss_80_20_10 | 80 | 20 | 10 |  | Bulk material conveying systems | Maintenance Costs (MC) | Services and equipment | Movement systems: lifts/ elevators/ conveyors |  | 5 | 05 | 120 | 000 | 5.05.120
2070 | Ss_80_20_11 | 80 | 20 | 11 |  | Cargo handling systems | Construction Costs (CC) | Services and equipment | Movement systems: lifts/ elevators/ conveyors |  | 2 | 05 | 120 | 000 | 2.05.120
2070 | Ss_80_20_11 | 80 | 20 | 11 |  | Cargo handling systems | Renewal Costs (RC) | Services and equipment | Movement systems: lifts/ elevators/ conveyors |  | 3 | 05 | 120 | 000 | 3.05.120
2070 | Ss_80_20_11 | 80 | 20 | 11 |  | Cargo handling systems | Maintenance Costs (MC) | Services and equipment | Movement systems: lifts/ elevators/ conveyors |  | 5 | 05 | 120 | 000 | 5.05.120
2071 | Ss_80_20_23 | 80 | 20 | 23 |  | Document conveying systems | Construction Costs (CC) | Services and equipment | Movement systems: lifts/ elevators/ conveyors |  | 2 | 05 | 120 | 000 | 2.05.120
2071 | Ss_80_20_23 | 80 | 20 | 23 |  | Document conveying systems | Renewal Costs (RC) | Services and equipment | Movement systems: lifts/ elevators/ conveyors |  | 3 | 05 | 120 | 000 | 3.05.120
2071 | Ss_80_20_23 | 80 | 20 | 23 |  | Document conveying systems | Maintenance Costs (MC) | Services and equipment | Movement systems: lifts/ elevators/ conveyors |  | 5 | 05 | 120 | 000 | 5.05.120
2072 | Ss_80_20_23_65 | 80 | 20 | 23 | 65 | Pneumatic document conveying systems | Construction Costs (CC) | Services and equipment | Movement systems: lifts/ elevators/ conveyors |  | 2 | 05 | 120 | 000 | 2.05.120
2072 | Ss_80_20_23_65 | 80 | 20 | 23 | 65 | Pneumatic document conveying systems | Renewal Costs (RC) | Services and equipment | Movement systems: lifts/ elevators/ conveyors |  | 3 | 05 | 120 | 000 | 3.05.120
2072 | Ss_80_20_23_65 | 80 | 20 | 23 | 65 | Pneumatic document conveying systems | Maintenance Costs (MC) | Services and equipment | Movement systems: lifts/ elevators/ conveyors |  | 5 | 05 | 120 | 000 | 5.05.120
2073 | Ss_80_20_60 | 80 | 20 | 60 |  | Parcel sorting systems | Construction Costs (CC) | Services and equipment | Movement systems: lifts/ elevators/ conveyors |  | 2 | 05 | 120 | 000 | 2.05.120
2073 | Ss_80_20_60 | 80 | 20 | 60 |  | Parcel sorting systems | Renewal Costs (RC) | Services and equipment | Movement systems: lifts/ elevators/ conveyors |  | 3 | 05 | 120 | 000 | 3.05.120
2073 | Ss_80_20_60 | 80 | 20 | 60 |  | Parcel sorting systems | Maintenance Costs (MC) | Services and equipment | Movement systems: lifts/ elevators/ conveyors |  | 5 | 05 | 120 | 000 | 5.05.120
2074 | Ss_80_20_62 | 80 | 20 | 62 |  | People conveying systems | Construction Costs (CC) | Services and equipment | Movement systems: lifts/ elevators/ conveyors |  | 2 | 05 | 120 | 000 | 2.05.120
2074 | Ss_80_20_62 | 80 | 20 | 62 |  | People conveying systems | Renewal Costs (RC) | Services and equipment | Movement systems: lifts/ elevators/ conveyors |  | 3 | 05 | 120 | 000 | 3.05.120
2074 | Ss_80_20_62 | 80 | 20 | 62 |  | People conveying systems | Maintenance Costs (MC) | Services and equipment | Movement systems: lifts/ elevators/ conveyors |  | 5 | 05 | 120 | 000 | 5.05.120
2075 | Ss_80_20_62_28 | 80 | 20 | 62 | 28 | Escalator systems | Construction Costs (CC) | Services and equipment | Movement systems: lifts/ elevators/ conveyors |  | 2 | 05 | 120 | 000 | 2.05.120
2075 | Ss_80_20_62_28 | 80 | 20 | 62 | 28 | Escalator systems | Renewal Costs (RC) | Services and equipment | Movement systems: lifts/ elevators/ conveyors |  | 3 | 05 | 120 | 000 | 3.05.120
2075 | Ss_80_20_62_28 | 80 | 20 | 62 | 28 | Escalator systems | Maintenance Costs (MC) | Services and equipment | Movement systems: lifts/ elevators/ conveyors |  | 5 | 05 | 120 | 000 | 5.05.120
2076 | Ss_80_20_62_53 | 80 | 20 | 62 | 53 | Moving walkway systems | Construction Costs (CC) | Services and equipment | Movement systems: lifts/ elevators/ conveyors |  | 2 | 05 | 120 | 000 | 2.05.120
2076 | Ss_80_20_62_53 | 80 | 20 | 62 | 53 | Moving walkway systems | Renewal Costs (RC) | Services and equipment | Movement systems: lifts/ elevators/ conveyors |  | 3 | 05 | 120 | 000 | 3.05.120
2076 | Ss_80_20_62_53 | 80 | 20 | 62 | 53 | Moving walkway systems | Maintenance Costs (MC) | Services and equipment | Movement systems: lifts/ elevators/ conveyors |  | 5 | 05 | 120 | 000 | 5.05.120
2077 | Ss_80_20_63 | 80 | 20 | 63 |  | Piece conveying systems | Construction Costs (CC) | Services and equipment | Movement systems: lifts/ elevators/ conveyors |  | 2 | 05 | 120 | 000 | 2.05.120
2077 | Ss_80_20_63 | 80 | 20 | 63 |  | Piece conveying systems | Renewal Costs (RC) | Services and equipment | Movement systems: lifts/ elevators/ conveyors |  | 3 | 05 | 120 | 000 | 3.05.120
2077 | Ss_80_20_63 | 80 | 20 | 63 |  | Piece conveying systems | Maintenance Costs (MC) | Services and equipment | Movement systems: lifts/ elevators/ conveyors |  | 5 | 05 | 120 | 000 | 5.05.120
2078 | Ss_80_20_63_59 | 80 | 20 | 63 | 59 | Overhead piece conveying systems | Construction Costs (CC) | Services and equipment | Movement systems: lifts/ elevators/ conveyors |  | 2 | 05 | 120 | 000 | 2.05.120
2078 | Ss_80_20_63_59 | 80 | 20 | 63 | 59 | Overhead piece conveying systems | Renewal Costs (RC) | Services and equipment | Movement systems: lifts/ elevators/ conveyors |  | 3 | 05 | 120 | 000 | 3.05.120
2078 | Ss_80_20_63_59 | 80 | 20 | 63 | 59 | Overhead piece conveying systems | Maintenance Costs (MC) | Services and equipment | Movement systems: lifts/ elevators/ conveyors |  | 5 | 05 | 120 | 000 | 5.05.120
2079 | Ss_80_20_65 | 80 | 20 | 65 |  | Pneumatic conveying systems | Construction Costs (CC) | Services and equipment | Movement systems: lifts/ elevators/ conveyors |  | 2 | 05 | 120 | 000 | 2.05.120
2079 | Ss_80_20_65 | 80 | 20 | 65 |  | Pneumatic conveying systems | Renewal Costs (RC) | Services and equipment | Movement systems: lifts/ elevators/ conveyors |  | 3 | 05 | 120 | 000 | 3.05.120
2079 | Ss_80_20_65 | 80 | 20 | 65 |  | Pneumatic conveying systems | Maintenance Costs (MC) | Services and equipment | Movement systems: lifts/ elevators/ conveyors |  | 5 | 05 | 120 | 000 | 5.05.120
2080 | Ss_80_30 | 80 | 30 |  |  | Crane and hoist systems | Construction Costs (CC) | Services and equipment | Movement systems: lifts/ elevators/ conveyors |  | 2 | 05 | 120 | 000 | 2.05.120
2080 | Ss_80_30 | 80 | 30 |  |  | Crane and hoist systems | Renewal Costs (RC) | Services and equipment | Movement systems: lifts/ elevators/ conveyors |  | 3 | 05 | 120 | 000 | 3.05.120
2080 | Ss_80_30 | 80 | 30 |  |  | Crane and hoist systems | Maintenance Costs (MC) | Services and equipment | Movement systems: lifts/ elevators/ conveyors |  | 5 | 05 | 120 | 000 | 5.05.120
2081 | Ss_80_30_10 | 80 | 30 | 10 |  | Bulk handling crane systems | Construction Costs (CC) | Services and equipment | Movement systems: lifts/ elevators/ conveyors |  | 2 | 05 | 120 | 000 | 2.05.120
2081 | Ss_80_30_10 | 80 | 30 | 10 |  | Bulk handling crane systems | Renewal Costs (RC) | Services and equipment | Movement systems: lifts/ elevators/ conveyors |  | 3 | 05 | 120 | 000 | 3.05.120
2081 | Ss_80_30_10 | 80 | 30 | 10 |  | Bulk handling crane systems | Maintenance Costs (MC) | Services and equipment | Movement systems: lifts/ elevators/ conveyors |  | 5 | 05 | 120 | 000 | 5.05.120
2082 | Ss_80_30_15 | 80 | 30 | 15 |  | Container handling crane systems | Construction Costs (CC) | Services and equipment | Movement systems: lifts/ elevators/ conveyors |  | 2 | 05 | 120 | 000 | 2.05.120
2082 | Ss_80_30_15 | 80 | 30 | 15 |  | Container handling crane systems | Renewal Costs (RC) | Services and equipment | Movement systems: lifts/ elevators/ conveyors |  | 3 | 05 | 120 | 000 | 3.05.120
2082 | Ss_80_30_15 | 80 | 30 | 15 |  | Container handling crane systems | Maintenance Costs (MC) | Services and equipment | Movement systems: lifts/ elevators/ conveyors |  | 5 | 05 | 120 | 000 | 5.05.120
2083 | Ss_80_30_20 | 80 | 30 | 20 |  | Derrick systems | Construction Costs (CC) | Services and equipment | Movement systems: lifts/ elevators/ conveyors |  | 2 | 05 | 120 | 000 | 2.05.120
2083 | Ss_80_30_20 | 80 | 30 | 20 |  | Derrick systems | Renewal Costs (RC) | Services and equipment | Movement systems: lifts/ elevators/ conveyors |  | 3 | 05 | 120 | 000 | 3.05.120
2083 | Ss_80_30_20 | 80 | 30 | 20 |  | Derrick systems | Maintenance Costs (MC) | Services and equipment | Movement systems: lifts/ elevators/ conveyors |  | 5 | 05 | 120 | 000 | 5.05.120
2084 | Ss_80_30_25 | 80 | 30 | 25 |  | Dynamic permanent access and safety equipment systems | Construction Costs (CC) | Services and equipment | Movement systems: lifts/ elevators/ conveyors |  | 2 | 05 | 120 | 000 | 2.05.120
2084 | Ss_80_30_25 | 80 | 30 | 25 |  | Dynamic permanent access and safety equipment systems | Renewal Costs (RC) | Services and equipment | Movement systems: lifts/ elevators/ conveyors |  | 3 | 05 | 120 | 000 | 3.05.120
2084 | Ss_80_30_25 | 80 | 30 | 25 |  | Dynamic permanent access and safety equipment systems | Maintenance Costs (MC) | Services and equipment | Movement systems: lifts/ elevators/ conveyors |  | 5 | 05 | 120 | 000 | 5.05.120
2085 | Ss_80_30_25_30 | 80 | 30 | 25 | 30 | Fixed rig suspended access systems | Construction Costs (CC) | Services and equipment | Movement systems: lifts/ elevators/ conveyors |  | 2 | 05 | 120 | 000 | 2.05.120
2085 | Ss_80_30_25_30 | 80 | 30 | 25 | 30 | Fixed rig suspended access systems | Renewal Costs (RC) | Services and equipment | Movement systems: lifts/ elevators/ conveyors |  | 3 | 05 | 120 | 000 | 3.05.120
2085 | Ss_80_30_25_30 | 80 | 30 | 25 | 30 | Fixed rig suspended access systems | Maintenance Costs (MC) | Services and equipment | Movement systems: lifts/ elevators/ conveyors |  | 5 | 05 | 120 | 000 | 5.05.120
2086 | Ss_80_30_25_32 | 80 | 30 | 25 | 32 | Gantry access systems | Construction Costs (CC) | Services and equipment | Movement systems: lifts/ elevators/ conveyors |  | 2 | 05 | 120 | 000 | 2.05.120
2086 | Ss_80_30_25_32 | 80 | 30 | 25 | 32 | Gantry access systems | Renewal Costs (RC) | Services and equipment | Movement systems: lifts/ elevators/ conveyors |  | 3 | 05 | 120 | 000 | 3.05.120
2086 | Ss_80_30_25_32 | 80 | 30 | 25 | 32 | Gantry access systems | Maintenance Costs (MC) | Services and equipment | Movement systems: lifts/ elevators/ conveyors |  | 5 | 05 | 120 | 000 | 5.05.120
2087 | Ss_80_30_25_35 | 80 | 30 | 25 | 35 | Guided type fall arrest systems | Construction Costs (CC) | Services and equipment | Movement systems: lifts/ elevators/ conveyors |  | 2 | 05 | 120 | 000 | 2.05.120
2087 | Ss_80_30_25_35 | 80 | 30 | 25 | 35 | Guided type fall arrest systems | Renewal Costs (RC) | Services and equipment | Movement systems: lifts/ elevators/ conveyors |  | 3 | 05 | 120 | 000 | 3.05.120
2087 | Ss_80_30_25_35 | 80 | 30 | 25 | 35 | Guided type fall arrest systems | Maintenance Costs (MC) | Services and equipment | Movement systems: lifts/ elevators/ conveyors |  | 5 | 05 | 120 | 000 | 5.05.120
2088 | Ss_80_30_25_50 | 80 | 30 | 25 | 50 | Mobile rig monorail suspended access systems | Construction Costs (CC) | Services and equipment | Movement systems: lifts/ elevators/ conveyors |  | 2 | 05 | 120 | 000 | 2.05.120
2088 | Ss_80_30_25_50 | 80 | 30 | 25 | 50 | Mobile rig monorail suspended access systems | Renewal Costs (RC) | Services and equipment | Movement systems: lifts/ elevators/ conveyors |  | 3 | 05 | 120 | 000 | 3.05.120
2088 | Ss_80_30_25_50 | 80 | 30 | 25 | 50 | Mobile rig monorail suspended access systems | Maintenance Costs (MC) | Services and equipment | Movement systems: lifts/ elevators/ conveyors |  | 5 | 05 | 120 | 000 | 5.05.120
2089 | Ss_80_30_25_52 | 80 | 30 | 25 | 52 | Mobile rig tracked suspended access systems | Construction Costs (CC) | Services and equipment | Movement systems: lifts/ elevators/ conveyors |  | 2 | 05 | 120 | 000 | 2.05.120
2089 | Ss_80_30_25_52 | 80 | 30 | 25 | 52 | Mobile rig tracked suspended access systems | Renewal Costs (RC) | Services and equipment | Movement systems: lifts/ elevators/ conveyors |  | 3 | 05 | 120 | 000 | 3.05.120
2089 | Ss_80_30_25_52 | 80 | 30 | 25 | 52 | Mobile rig tracked suspended access systems | Maintenance Costs (MC) | Services and equipment | Movement systems: lifts/ elevators/ conveyors |  | 5 | 05 | 120 | 000 | 5.05.120
2090 | Ss_80_30_25_55 | 80 | 30 | 25 | 55 | Mobile rig trackless suspended access systems | Construction Costs (CC) | Services and equipment | Movement systems: lifts/ elevators/ conveyors |  | 2 | 05 | 120 | 000 | 2.05.120
2090 | Ss_80_30_25_55 | 80 | 30 | 25 | 55 | Mobile rig trackless suspended access systems | Renewal Costs (RC) | Services and equipment | Movement systems: lifts/ elevators/ conveyors |  | 3 | 05 | 120 | 000 | 3.05.120
2090 | Ss_80_30_25_55 | 80 | 30 | 25 | 55 | Mobile rig trackless suspended access systems | Maintenance Costs (MC) | Services and equipment | Movement systems: lifts/ elevators/ conveyors |  | 5 | 05 | 120 | 000 | 5.05.120
2091 | Ss_80_30_25_75 | 80 | 30 | 25 | 75 | Robotic cleaning systems | Construction Costs (CC) | Services and equipment | Movement systems: lifts/ elevators/ conveyors |  | 2 | 05 | 120 | 000 | 2.05.120
2091 | Ss_80_30_25_75 | 80 | 30 | 25 | 75 | Robotic cleaning systems | Renewal Costs (RC) | Services and equipment | Movement systems: lifts/ elevators/ conveyors |  | 3 | 05 | 120 | 000 | 3.05.120
2091 | Ss_80_30_25_75 | 80 | 30 | 25 | 75 | Robotic cleaning systems | Maintenance Costs (MC) | Services and equipment | Movement systems: lifts/ elevators/ conveyors |  | 5 | 05 | 120 | 000 | 5.05.120
2092 | Ss_80_30_25_80 | 80 | 30 | 25 | 80 | Single point anchorage fall arrest systems | Construction Costs (CC) | Services and equipment | Movement systems: lifts/ elevators/ conveyors |  | 2 | 05 | 120 | 000 | 2.05.120
2092 | Ss_80_30_25_80 | 80 | 30 | 25 | 80 | Single point anchorage fall arrest systems | Renewal Costs (RC) | Services and equipment | Movement systems: lifts/ elevators/ conveyors |  | 3 | 05 | 120 | 000 | 3.05.120
2092 | Ss_80_30_25_80 | 80 | 30 | 25 | 80 | Single point anchorage fall arrest systems | Maintenance Costs (MC) | Services and equipment | Movement systems: lifts/ elevators/ conveyors |  | 5 | 05 | 120 | 000 | 5.05.120
2093 | Ss_80_30_25_90 | 80 | 30 | 25 | 90 | Travelling ladder access systems | Construction Costs (CC) | Services and equipment | Movement systems: lifts/ elevators/ conveyors |  | 2 | 05 | 120 | 000 | 2.05.120
2093 | Ss_80_30_25_90 | 80 | 30 | 25 | 90 | Travelling ladder access systems | Renewal Costs (RC) | Services and equipment | Movement systems: lifts/ elevators/ conveyors |  | 3 | 05 | 120 | 000 | 3.05.120
2093 | Ss_80_30_25_90 | 80 | 30 | 25 | 90 | Travelling ladder access systems | Maintenance Costs (MC) | Services and equipment | Movement systems: lifts/ elevators/ conveyors |  | 5 | 05 | 120 | 000 | 5.05.120
2094 | Ss_80_30_40 | 80 | 30 | 40 |  | Hoist systems | Construction Costs (CC) | Services and equipment | Movement systems: lifts/ elevators/ conveyors |  | 2 | 05 | 120 | 000 | 2.05.120
2094 | Ss_80_30_40 | 80 | 30 | 40 |  | Hoist systems | Renewal Costs (RC) | Services and equipment | Movement systems: lifts/ elevators/ conveyors |  | 3 | 05 | 120 | 000 | 3.05.120
2094 | Ss_80_30_40 | 80 | 30 | 40 |  | Hoist systems | Maintenance Costs (MC) | Services and equipment | Movement systems: lifts/ elevators/ conveyors |  | 5 | 05 | 120 | 000 | 5.05.120
2095 | Ss_80_30_45 | 80 | 30 | 45 |  | Industrial crane systems | Construction Costs (CC) | Services and equipment | Movement systems: lifts/ elevators/ conveyors |  | 2 | 05 | 120 | 000 | 2.05.120
2095 | Ss_80_30_45 | 80 | 30 | 45 |  | Industrial crane systems | Renewal Costs (RC) | Services and equipment | Movement systems: lifts/ elevators/ conveyors |  | 3 | 05 | 120 | 000 | 3.05.120
2095 | Ss_80_30_45 | 80 | 30 | 45 |  | Industrial crane systems | Maintenance Costs (MC) | Services and equipment | Movement systems: lifts/ elevators/ conveyors |  | 5 | 05 | 120 | 000 | 5.05.120
2096 | Ss_80_30_45_59 | 80 | 30 | 45 | 59 | Overhead crane systems | Construction Costs (CC) | Services and equipment | Movement systems: lifts/ elevators/ conveyors |  | 2 | 05 | 120 | 000 | 2.05.120
2096 | Ss_80_30_45_59 | 80 | 30 | 45 | 59 | Overhead crane systems | Renewal Costs (RC) | Services and equipment | Movement systems: lifts/ elevators/ conveyors |  | 3 | 05 | 120 | 000 | 3.05.120
2096 | Ss_80_30_45_59 | 80 | 30 | 45 | 59 | Overhead crane systems | Maintenance Costs (MC) | Services and equipment | Movement systems: lifts/ elevators/ conveyors |  | 5 | 05 | 120 | 000 | 5.05.120
2097 | Ss_80_50 | 80 | 50 |  |  | Lift systems | Construction Costs (CC) | Services and equipment | Movement systems: lifts/ elevators/ conveyors |  | 2 | 05 | 120 | 000 | 2.05.120
2097 | Ss_80_50 | 80 | 50 |  |  | Lift systems | Renewal Costs (RC) | Services and equipment | Movement systems: lifts/ elevators/ conveyors |  | 3 | 05 | 120 | 000 | 3.05.120
2097 | Ss_80_50 | 80 | 50 |  |  | Lift systems | Maintenance Costs (MC) | Services and equipment | Movement systems: lifts/ elevators/ conveyors |  | 5 | 05 | 120 | 000 | 5.05.120
2098 | Ss_80_50_60 | 80 | 50 | 60 |  | Passenger and goods lift systems | Construction Costs (CC) | Services and equipment | Movement systems: lifts/ elevators/ conveyors |  | 2 | 05 | 120 | 000 | 2.05.120
2098 | Ss_80_50_60 | 80 | 50 | 60 |  | Passenger and goods lift systems | Renewal Costs (RC) | Services and equipment | Movement systems: lifts/ elevators/ conveyors |  | 3 | 05 | 120 | 000 | 3.05.120
2098 | Ss_80_50_60 | 80 | 50 | 60 |  | Passenger and goods lift systems | Maintenance Costs (MC) | Services and equipment | Movement systems: lifts/ elevators/ conveyors |  | 5 | 05 | 120 | 000 | 5.05.120
2099 | Ss_80_50_60_26 | 80 | 50 | 60 | 26 | Electric lift systems | Construction Costs (CC) | Services and equipment | Movement systems: lifts/ elevators/ conveyors |  | 2 | 05 | 120 | 000 | 2.05.120
2099 | Ss_80_50_60_26 | 80 | 50 | 60 | 26 | Electric lift systems | Renewal Costs (RC) | Services and equipment | Movement systems: lifts/ elevators/ conveyors |  | 3 | 05 | 120 | 000 | 3.05.120
2099 | Ss_80_50_60_26 | 80 | 50 | 60 | 26 | Electric lift systems | Maintenance Costs (MC) | Services and equipment | Movement systems: lifts/ elevators/ conveyors |  | 5 | 05 | 120 | 000 | 5.05.120
2100 | Ss_80_50_60_39 | 80 | 50 | 60 | 39 | Hydraulic lift systems | Construction Costs (CC) | Services and equipment | Movement systems: lifts/ elevators/ conveyors |  | 2 | 05 | 120 | 000 | 2.05.120
2100 | Ss_80_50_60_39 | 80 | 50 | 60 | 39 | Hydraulic lift systems | Renewal Costs (RC) | Services and equipment | Movement systems: lifts/ elevators/ conveyors |  | 3 | 05 | 120 | 000 | 3.05.120
2100 | Ss_80_50_60_39 | 80 | 50 | 60 | 39 | Hydraulic lift systems | Maintenance Costs (MC) | Services and equipment | Movement systems: lifts/ elevators/ conveyors |  | 5 | 05 | 120 | 000 | 5.05.120
2101 | Ss_80_50_60_42 | 80 | 50 | 60 | 42 | Inclined stairlift systems | Construction Costs (CC) | Services and equipment | Movement systems: lifts/ elevators/ conveyors |  | 2 | 05 | 120 | 000 | 2.05.120
2101 | Ss_80_50_60_42 | 80 | 50 | 60 | 42 | Inclined stairlift systems | Renewal Costs (RC) | Services and equipment | Movement systems: lifts/ elevators/ conveyors |  | 3 | 05 | 120 | 000 | 3.05.120
2101 | Ss_80_50_60_42 | 80 | 50 | 60 | 42 | Inclined stairlift systems | Maintenance Costs (MC) | Services and equipment | Movement systems: lifts/ elevators/ conveyors |  | 5 | 05 | 120 | 000 | 5.05.120
2102 | Ss_80_50_60_50 | 80 | 50 | 60 | 50 | Manual dumbwaiter systems | Construction Costs (CC) | Services and equipment | Movement systems: lifts/ elevators/ conveyors |  | 2 | 05 | 120 | 000 | 2.05.120
2102 | Ss_80_50_60_50 | 80 | 50 | 60 | 50 | Manual dumbwaiter systems | Renewal Costs (RC) | Services and equipment | Movement systems: lifts/ elevators/ conveyors |  | 3 | 05 | 120 | 000 | 3.05.120
2102 | Ss_80_50_60_50 | 80 | 50 | 60 | 50 | Manual dumbwaiter systems | Maintenance Costs (MC) | Services and equipment | Movement systems: lifts/ elevators/ conveyors |  | 5 | 05 | 120 | 000 | 5.05.120
2103 | Ss_80_50_60_60 | 80 | 50 | 60 | 60 | Paternoster systems | Construction Costs (CC) | Services and equipment | Movement systems: lifts/ elevators/ conveyors |  | 2 | 05 | 120 | 000 | 2.05.120
2103 | Ss_80_50_60_60 | 80 | 50 | 60 | 60 | Paternoster systems | Renewal Costs (RC) | Services and equipment | Movement systems: lifts/ elevators/ conveyors |  | 3 | 05 | 120 | 000 | 3.05.120
2103 | Ss_80_50_60_60 | 80 | 50 | 60 | 60 | Paternoster systems | Maintenance Costs (MC) | Services and equipment | Movement systems: lifts/ elevators/ conveyors |  | 5 | 05 | 120 | 000 | 5.05.120
2104 | Ss_80_50_60_65 | 80 | 50 | 60 | 65 | Powered homelift systems | Construction Costs (CC) | Services and equipment | Movement systems: lifts/ elevators/ conveyors |  | 2 | 05 | 120 | 000 | 2.05.120
2104 | Ss_80_50_60_65 | 80 | 50 | 60 | 65 | Powered homelift systems | Renewal Costs (RC) | Services and equipment | Movement systems: lifts/ elevators/ conveyors |  | 3 | 05 | 120 | 000 | 3.05.120
2104 | Ss_80_50_60_65 | 80 | 50 | 60 | 65 | Powered homelift systems | Maintenance Costs (MC) | Services and equipment | Movement systems: lifts/ elevators/ conveyors |  | 5 | 05 | 120 | 000 | 5.05.120
2105 | Ss_80_50_60_85 | 80 | 50 | 60 | 85 | Step lift systems | Construction Costs (CC) | Services and equipment | Movement systems: lifts/ elevators/ conveyors |  | 2 | 05 | 120 | 000 | 2.05.120
2105 | Ss_80_50_60_85 | 80 | 50 | 60 | 85 | Step lift systems | Renewal Costs (RC) | Services and equipment | Movement systems: lifts/ elevators/ conveyors |  | 3 | 05 | 120 | 000 | 3.05.120
2105 | Ss_80_50_60_85 | 80 | 50 | 60 | 85 | Step lift systems | Maintenance Costs (MC) | Services and equipment | Movement systems: lifts/ elevators/ conveyors |  | 5 | 05 | 120 | 000 | 5.05.120
2106 | Ss_80_50_60_94 | 80 | 50 | 60 | 94 | Vertical platform lift systems | Construction Costs (CC) | Services and equipment | Movement systems: lifts/ elevators/ conveyors |  | 2 | 05 | 120 | 000 | 2.05.120
2106 | Ss_80_50_60_94 | 80 | 50 | 60 | 94 | Vertical platform lift systems | Renewal Costs (RC) | Services and equipment | Movement systems: lifts/ elevators/ conveyors |  | 3 | 05 | 120 | 000 | 3.05.120
2106 | Ss_80_50_60_94 | 80 | 50 | 60 | 94 | Vertical platform lift systems | Maintenance Costs (MC) | Services and equipment | Movement systems: lifts/ elevators/ conveyors |  | 5 | 05 | 120 | 000 | 5.05.120
2107 | Ss_80_50_94 | 80 | 50 | 94 |  | Vehicle and boat stacking systems | Construction Costs (CC) | Services and equipment | Movement systems: lifts/ elevators/ conveyors |  | 2 | 05 | 120 | 000 | 2.05.120
2107 | Ss_80_50_94 | 80 | 50 | 94 |  | Vehicle and boat stacking systems | Renewal Costs (RC) | Services and equipment | Movement systems: lifts/ elevators/ conveyors |  | 3 | 05 | 120 | 000 | 3.05.120
2107 | Ss_80_50_94 | 80 | 50 | 94 |  | Vehicle and boat stacking systems | Maintenance Costs (MC) | Services and equipment | Movement systems: lifts/ elevators/ conveyors |  | 5 | 05 | 120 | 000 | 5.05.120
2108 | Ss_80_50_96 | 80 | 50 | 96 |  | Warehouse stacking systems | Construction Costs (CC) | Services and equipment | Movement systems: lifts/ elevators/ conveyors |  | 2 | 05 | 120 | 000 | 2.05.120
2108 | Ss_80_50_96 | 80 | 50 | 96 |  | Warehouse stacking systems | Renewal Costs (RC) | Services and equipment | Movement systems: lifts/ elevators/ conveyors |  | 3 | 05 | 120 | 000 | 3.05.120
2108 | Ss_80_50_96 | 80 | 50 | 96 |  | Warehouse stacking systems | Maintenance Costs (MC) | Services and equipment | Movement systems: lifts/ elevators/ conveyors |  | 5 | 05 | 120 | 000 | 5.05.120
2109 | Ss_80_70 | 80 | 70 |  |  | Track systems | Construction Costs (CC) | Services and equipment | Movement systems: lifts/ elevators/ conveyors |  | 2 | 05 | 120 | 000 | 2.05.120
2109 | Ss_80_70 | 80 | 70 |  |  | Track systems | Renewal Costs (RC) | Services and equipment | Movement systems: lifts/ elevators/ conveyors |  | 3 | 05 | 120 | 000 | 3.05.120
2109 | Ss_80_70 | 80 | 70 |  |  | Track systems | Maintenance Costs (MC) | Services and equipment | Movement systems: lifts/ elevators/ conveyors |  | 5 | 05 | 120 | 000 | 5.05.120
2110 | Ss_80_70_46 | 80 | 70 | 46 |  | Level crossing systems | Construction Costs (CC) | Services and equipment | Movement systems: lifts/ elevators/ conveyors |  | 2 | 05 | 120 | 000 | 2.05.120
2110 | Ss_80_70_46 | 80 | 70 | 46 |  | Level crossing systems | Renewal Costs (RC) | Services and equipment | Movement systems: lifts/ elevators/ conveyors |  | 3 | 05 | 120 | 000 | 3.05.120
2110 | Ss_80_70_46 | 80 | 70 | 46 |  | Level crossing systems | Maintenance Costs (MC) | Services and equipment | Movement systems: lifts/ elevators/ conveyors |  | 5 | 05 | 120 | 000 | 5.05.120
2111 | Ss_80_70_46_60 | 80 | 70 | 46 | 60 | Pedestrian level crossing systems | Construction Costs (CC) | Services and equipment | Movement systems: lifts/ elevators/ conveyors |  | 2 | 05 | 120 | 000 | 2.05.120
2111 | Ss_80_70_46_60 | 80 | 70 | 46 | 60 | Pedestrian level crossing systems | Renewal Costs (RC) | Services and equipment | Movement systems: lifts/ elevators/ conveyors |  | 3 | 05 | 120 | 000 | 3.05.120
2111 | Ss_80_70_46_60 | 80 | 70 | 46 | 60 | Pedestrian level crossing systems | Maintenance Costs (MC) | Services and equipment | Movement systems: lifts/ elevators/ conveyors |  | 5 | 05 | 120 | 000 | 5.05.120
2112 | Ss_80_70_46_93 | 80 | 70 | 46 | 93 | User worked level crossing systems | Construction Costs (CC) | Services and equipment | Movement systems: lifts/ elevators/ conveyors |  | 2 | 05 | 120 | 000 | 2.05.120
2112 | Ss_80_70_46_93 | 80 | 70 | 46 | 93 | User worked level crossing systems | Renewal Costs (RC) | Services and equipment | Movement systems: lifts/ elevators/ conveyors |  | 3 | 05 | 120 | 000 | 3.05.120
2112 | Ss_80_70_46_93 | 80 | 70 | 46 | 93 | User worked level crossing systems | Maintenance Costs (MC) | Services and equipment | Movement systems: lifts/ elevators/ conveyors |  | 5 | 05 | 120 | 000 | 5.05.120
2113 | Ss_80_70_46_95 | 80 | 70 | 46 | 95 | Vehicular level crossing systems | Construction Costs (CC) | Services and equipment | Movement systems: lifts/ elevators/ conveyors |  | 2 | 05 | 120 | 000 | 2.05.120
2113 | Ss_80_70_46_95 | 80 | 70 | 46 | 95 | Vehicular level crossing systems | Renewal Costs (RC) | Services and equipment | Movement systems: lifts/ elevators/ conveyors |  | 3 | 05 | 120 | 000 | 3.05.120
2113 | Ss_80_70_46_95 | 80 | 70 | 46 | 95 | Vehicular level crossing systems | Maintenance Costs (MC) | Services and equipment | Movement systems: lifts/ elevators/ conveyors |  | 5 | 05 | 120 | 000 | 5.05.120
2114 | Ss_80_70_50 | 80 | 70 | 50 |  | Monorail systems | Construction Costs (CC) | Services and equipment | Movement systems: lifts/ elevators/ conveyors |  | 2 | 05 | 120 | 000 | 2.05.120
2114 | Ss_80_70_50 | 80 | 70 | 50 |  | Monorail systems | Renewal Costs (RC) | Services and equipment | Movement systems: lifts/ elevators/ conveyors |  | 3 | 05 | 120 | 000 | 3.05.120
2114 | Ss_80_70_50 | 80 | 70 | 50 |  | Monorail systems | Maintenance Costs (MC) | Services and equipment | Movement systems: lifts/ elevators/ conveyors |  | 5 | 05 | 120 | 000 | 5.05.120
2115 | Ss_80_70_70 | 80 | 70 | 70 |  | Rail track systems | Construction Costs (CC) | Services and equipment | Movement systems: lifts/ elevators/ conveyors |  | 2 | 05 | 120 | 000 | 2.05.120
2115 | Ss_80_70_70 | 80 | 70 | 70 |  | Rail track systems | Renewal Costs (RC) | Services and equipment | Movement systems: lifts/ elevators/ conveyors |  | 3 | 05 | 120 | 000 | 3.05.120
2115 | Ss_80_70_70 | 80 | 70 | 70 |  | Rail track systems | Maintenance Costs (MC) | Services and equipment | Movement systems: lifts/ elevators/ conveyors |  | 5 | 05 | 120 | 000 | 5.05.120
2116 | Ss_80_70_70_06 | 80 | 70 | 70 | 06 | Ballasted rail track systems | Construction Costs (CC) | Services and equipment | Movement systems: lifts/ elevators/ conveyors |  | 2 | 05 | 120 | 000 | 2.05.120
2116 | Ss_80_70_70_06 | 80 | 70 | 70 | 06 | Ballasted rail track systems | Renewal Costs (RC) | Services and equipment | Movement systems: lifts/ elevators/ conveyors |  | 3 | 05 | 120 | 000 | 3.05.120
2116 | Ss_80_70_70_06 | 80 | 70 | 70 | 06 | Ballasted rail track systems | Maintenance Costs (MC) | Services and equipment | Movement systems: lifts/ elevators/ conveyors |  | 5 | 05 | 120 | 000 | 5.05.120
2117 | Ss_80_70_70_27 | 80 | 70 | 70 | 27 | Embedded rail systems | Construction Costs (CC) | Services and equipment | Movement systems: lifts/ elevators/ conveyors |  | 2 | 05 | 120 | 000 | 2.05.120
2117 | Ss_80_70_70_27 | 80 | 70 | 70 | 27 | Embedded rail systems | Renewal Costs (RC) | Services and equipment | Movement systems: lifts/ elevators/ conveyors |  | 3 | 05 | 120 | 000 | 3.05.120
2117 | Ss_80_70_70_27 | 80 | 70 | 70 | 27 | Embedded rail systems | Maintenance Costs (MC) | Services and equipment | Movement systems: lifts/ elevators/ conveyors |  | 5 | 05 | 120 | 000 | 5.05.120
2118 | Ss_80_70_70_56 | 80 | 70 | 70 | 56 | Non-embedded slab track rail systems | Construction Costs (CC) | Services and equipment | Movement systems: lifts/ elevators/ conveyors |  | 2 | 05 | 120 | 000 | 2.05.120
2118 | Ss_80_70_70_56 | 80 | 70 | 70 | 56 | Non-embedded slab track rail systems | Renewal Costs (RC) | Services and equipment | Movement systems: lifts/ elevators/ conveyors |  | 3 | 05 | 120 | 000 | 3.05.120
2118 | Ss_80_70_70_56 | 80 | 70 | 70 | 56 | Non-embedded slab track rail systems | Maintenance Costs (MC) | Services and equipment | Movement systems: lifts/ elevators/ conveyors |  | 5 | 05 | 120 | 000 | 5.05.120
2119 | Ss_80_70_70_65 | 80 | 70 | 70 | 65 | Precast track bed systems | Construction Costs (CC) | Services and equipment | Movement systems: lifts/ elevators/ conveyors |  | 2 | 05 | 120 | 000 | 2.05.120
2119 | Ss_80_70_70_65 | 80 | 70 | 70 | 65 | Precast track bed systems | Renewal Costs (RC) | Services and equipment | Movement systems: lifts/ elevators/ conveyors |  | 3 | 05 | 120 | 000 | 3.05.120
2119 | Ss_80_70_70_65 | 80 | 70 | 70 | 65 | Precast track bed systems | Maintenance Costs (MC) | Services and equipment | Movement systems: lifts/ elevators/ conveyors |  | 5 | 05 | 120 | 000 | 5.05.120
2120 | Ss_80_70_89 | 80 | 70 | 89 |  | Train arrestor systems | Construction Costs (CC) | Services and equipment | Movement systems: lifts/ elevators/ conveyors |  | 2 | 05 | 120 | 000 | 2.05.120
2120 | Ss_80_70_89 | 80 | 70 | 89 |  | Train arrestor systems | Renewal Costs (RC) | Services and equipment | Movement systems: lifts/ elevators/ conveyors |  | 3 | 05 | 120 | 000 | 3.05.120
2120 | Ss_80_70_89 | 80 | 70 | 89 |  | Train arrestor systems | Maintenance Costs (MC) | Services and equipment | Movement systems: lifts/ elevators/ conveyors |  | 5 | 05 | 120 | 000 | 5.05.120
2121 | Ss_80_70_89_30 | 80 | 70 | 89 | 30 | Fixed train arrestor systems | Construction Costs (CC) | Services and equipment | Movement systems: lifts/ elevators/ conveyors |  | 2 | 05 | 120 | 000 | 2.05.120
2121 | Ss_80_70_89_30 | 80 | 70 | 89 | 30 | Fixed train arrestor systems | Renewal Costs (RC) | Services and equipment | Movement systems: lifts/ elevators/ conveyors |  | 3 | 05 | 120 | 000 | 3.05.120
2121 | Ss_80_70_89_30 | 80 | 70 | 89 | 30 | Fixed train arrestor systems | Maintenance Costs (MC) | Services and equipment | Movement systems: lifts/ elevators/ conveyors |  | 5 | 05 | 120 | 000 | 5.05.120
2122 | Ss_80_70_89_50 | 80 | 70 | 89 | 50 | Moveable train arrestor systems | Construction Costs (CC) | Services and equipment | Movement systems: lifts/ elevators/ conveyors |  | 2 | 05 | 120 | 000 | 2.05.120
2122 | Ss_80_70_89_50 | 80 | 70 | 89 | 50 | Moveable train arrestor systems | Renewal Costs (RC) | Services and equipment | Movement systems: lifts/ elevators/ conveyors |  | 3 | 05 | 120 | 000 | 3.05.120
2122 | Ss_80_70_89_50 | 80 | 70 | 89 | 50 | Moveable train arrestor systems | Maintenance Costs (MC) | Services and equipment | Movement systems: lifts/ elevators/ conveyors |  | 5 | 05 | 120 | 000 | 5.05.120
2123 | Ss_80_80 | 80 | 80 |  |  | Turntable systems | Construction Costs (CC) | Services and equipment | Movement systems: lifts/ elevators/ conveyors |  | 2 | 05 | 120 | 000 | 2.05.120
2123 | Ss_80_80 | 80 | 80 |  |  | Turntable systems | Renewal Costs (RC) | Services and equipment | Movement systems: lifts/ elevators/ conveyors |  | 3 | 05 | 120 | 000 | 3.05.120
2123 | Ss_80_80 | 80 | 80 |  |  | Turntable systems | Maintenance Costs (MC) | Services and equipment | Movement systems: lifts/ elevators/ conveyors |  | 5 | 05 | 120 | 000 | 5.05.120
2124 | Ss_80_80_20 | 80 | 80 | 20 |  | Display turntable systems | Construction Costs (CC) | Services and equipment | Movement systems: lifts/ elevators/ conveyors |  | 2 | 05 | 120 | 000 | 2.05.120
2124 | Ss_80_80_20 | 80 | 80 | 20 |  | Display turntable systems | Renewal Costs (RC) | Services and equipment | Movement systems: lifts/ elevators/ conveyors |  | 3 | 05 | 120 | 000 | 3.05.120
2124 | Ss_80_80_20 | 80 | 80 | 20 |  | Display turntable systems | Maintenance Costs (MC) | Services and equipment | Movement systems: lifts/ elevators/ conveyors |  | 5 | 05 | 120 | 000 | 5.05.120
2125 | Ss_80_80_30 | 80 | 80 | 30 |  | Floor turntable systems | Construction Costs (CC) | Services and equipment | Movement systems: lifts/ elevators/ conveyors |  | 2 | 05 | 120 | 000 | 2.05.120
2125 | Ss_80_80_30 | 80 | 80 | 30 |  | Floor turntable systems | Renewal Costs (RC) | Services and equipment | Movement systems: lifts/ elevators/ conveyors |  | 3 | 05 | 120 | 000 | 3.05.120
2125 | Ss_80_80_30 | 80 | 80 | 30 |  | Floor turntable systems | Maintenance Costs (MC) | Services and equipment | Movement systems: lifts/ elevators/ conveyors |  | 5 | 05 | 120 | 000 | 5.05.120
2126 | Ss_80_80_40 | 80 | 80 | 40 |  | Industrial turntable systems | Construction Costs (CC) | Services and equipment | Movement systems: lifts/ elevators/ conveyors |  | 2 | 05 | 120 | 000 | 2.05.120
2126 | Ss_80_80_40 | 80 | 80 | 40 |  | Industrial turntable systems | Renewal Costs (RC) | Services and equipment | Movement systems: lifts/ elevators/ conveyors |  | 3 | 05 | 120 | 000 | 3.05.120
2126 | Ss_80_80_40 | 80 | 80 | 40 |  | Industrial turntable systems | Maintenance Costs (MC) | Services and equipment | Movement systems: lifts/ elevators/ conveyors |  | 5 | 05 | 120 | 000 | 5.05.120
2127 | Ss_80_80_70 | 80 | 80 | 70 |  | Railway turntable systems | Construction Costs (CC) | Services and equipment | Movement systems: lifts/ elevators/ conveyors |  | 2 | 05 | 120 | 000 | 2.05.120
2127 | Ss_80_80_70 | 80 | 80 | 70 |  | Railway turntable systems | Renewal Costs (RC) | Services and equipment | Movement systems: lifts/ elevators/ conveyors |  | 3 | 05 | 120 | 000 | 3.05.120
2127 | Ss_80_80_70 | 80 | 80 | 70 |  | Railway turntable systems | Maintenance Costs (MC) | Services and equipment | Movement systems: lifts/ elevators/ conveyors |  | 5 | 05 | 120 | 000 | 5.05.120
2128 | Ss_80_80_85 | 80 | 80 | 85 |  | Stage turntable systems | Construction Costs (CC) | Services and equipment | Movement systems: lifts/ elevators/ conveyors |  | 2 | 05 | 120 | 000 | 2.05.120
2128 | Ss_80_80_85 | 80 | 80 | 85 |  | Stage turntable systems | Renewal Costs (RC) | Services and equipment | Movement systems: lifts/ elevators/ conveyors |  | 3 | 05 | 120 | 000 | 3.05.120
2128 | Ss_80_80_85 | 80 | 80 | 85 |  | Stage turntable systems | Maintenance Costs (MC) | Services and equipment | Movement systems: lifts/ elevators/ conveyors |  | 5 | 05 | 120 | 000 | 5.05.120
2129 | Ss_80_90 | 80 | 90 |  |  | Vehicle access systems | Construction Costs (CC) | Services and equipment | Movement systems: lifts/ elevators/ conveyors |  | 2 | 05 | 120 | 000 | 2.05.120
2129 | Ss_80_90 | 80 | 90 |  |  | Vehicle access systems | Renewal Costs (RC) | Services and equipment | Movement systems: lifts/ elevators/ conveyors |  | 3 | 05 | 120 | 000 | 3.05.120
2129 | Ss_80_90 | 80 | 90 |  |  | Vehicle access systems | Maintenance Costs (MC) | Services and equipment | Movement systems: lifts/ elevators/ conveyors |  | 5 | 05 | 120 | 000 | 5.05.120
2130 | Ss_80_90_05 | 80 | 90 | 05 |  | Aircraft passenger loading bridge systems | Construction Costs (CC) | Services and equipment | Movement systems: lifts/ elevators/ conveyors |  | 2 | 05 | 120 | 000 | 2.05.120
2130 | Ss_80_90_05 | 80 | 90 | 05 |  | Aircraft passenger loading bridge systems | Renewal Costs (RC) | Services and equipment | Movement systems: lifts/ elevators/ conveyors |  | 3 | 05 | 120 | 000 | 3.05.120
2130 | Ss_80_90_05 | 80 | 90 | 05 |  | Aircraft passenger loading bridge systems | Maintenance Costs (MC) | Services and equipment | Movement systems: lifts/ elevators/ conveyors |  | 5 | 05 | 120 | 000 | 5.05.120
2131 | Ss_80_90_05_60 | 80 | 90 | 05 | 60 | Passenger loading bridge systems | Construction Costs (CC) | Services and equipment | Movement systems: lifts/ elevators/ conveyors |  | 2 | 05 | 120 | 000 | 2.05.120
2131 | Ss_80_90_05_60 | 80 | 90 | 05 | 60 | Passenger loading bridge systems | Renewal Costs (RC) | Services and equipment | Movement systems: lifts/ elevators/ conveyors |  | 3 | 05 | 120 | 000 | 3.05.120
2131 | Ss_80_90_05_60 | 80 | 90 | 05 | 60 | Passenger loading bridge systems | Maintenance Costs (MC) | Services and equipment | Movement systems: lifts/ elevators/ conveyors |  | 5 | 05 | 120 | 000 | 5.05.120
2132 | Ss_80_90_70 | 80 | 90 | 70 |  | Rocket passenger access systems | Construction Costs (CC) | Services and equipment | Movement systems: lifts/ elevators/ conveyors |  | 2 | 05 | 120 | 000 | 2.05.120
2132 | Ss_80_90_70 | 80 | 90 | 70 |  | Rocket passenger access systems | Renewal Costs (RC) | Services and equipment | Movement systems: lifts/ elevators/ conveyors |  | 3 | 05 | 120 | 000 | 3.05.120
2132 | Ss_80_90_70 | 80 | 90 | 70 |  | Rocket passenger access systems | Maintenance Costs (MC) | Services and equipment | Movement systems: lifts/ elevators/ conveyors |  | 5 | 05 | 120 | 000 | 5.05.120
2133 | Ss_80_90_75 | 80 | 90 | 75 |  | Ship passenger loading bridge systems | Construction Costs (CC) | Services and equipment | Movement systems: lifts/ elevators/ conveyors |  | 2 | 05 | 120 | 000 | 2.05.120
2133 | Ss_80_90_75 | 80 | 90 | 75 |  | Ship passenger loading bridge systems | Renewal Costs (RC) | Services and equipment | Movement systems: lifts/ elevators/ conveyors |  | 3 | 05 | 120 | 000 | 3.05.120
2133 | Ss_80_90_75 | 80 | 90 | 75 |  | Ship passenger loading bridge systems | Maintenance Costs (MC) | Services and equipment | Movement systems: lifts/ elevators/ conveyors |  | 5 | 05 | 120 | 000 | 5.05.120
2134 | Ss_80_95 | 80 | 95 |  |  | Temporary transport systems | Construction Costs (CC) | Services and equipment | Movement systems: lifts/ elevators/ conveyors |  | 2 | 05 | 120 | 000 | 2.05.120
2134 | Ss_80_95 | 80 | 95 |  |  | Temporary transport systems | Renewal Costs (RC) | Services and equipment | Movement systems: lifts/ elevators/ conveyors |  | 3 | 05 | 120 | 000 | 3.05.120
2134 | Ss_80_95 | 80 | 95 |  |  | Temporary transport systems | Maintenance Costs (MC) | Services and equipment | Movement systems: lifts/ elevators/ conveyors |  | 5 | 05 | 120 | 000 | 5.05.120
2135 | Ss_85 | 85 |  |  |  | Process engineering systems |  |  |  |  | 00 | 00 | 000 | 000 | 00.00.000
2136 | Ss_85_72 | 85 | 72 |  |  | Robotic systems |  |  |  |  | 00 | 00 | 000 | 000 | 00.00.000
2137 | Ss_85_95 | 85 | 95 |  |  | Temporary process engineering systems |  |  |  |  | 00 | 00 | 000 | 000 | 00.00.000
2138 | Ss_90 | 90 |  |  |  | Soft facility management systems |  |  |  |  | 00 | 00 | 000 | 000 | 00.00.000
2139 | Ss_90_05 | 90 | 05 |  |  | Demand for space |  |  |  |  | 00 | 00 | 000 | 000 | 00.00.000
2140 | Ss_90_06 | 90 | 06 |  |  | Demand for technical infrastructure |  |  |  |  | 00 | 00 | 000 | 000 | 00.00.000
2141 | Ss_90_07 | 90 | 07 |  |  | Demand for cleaning |  |  |  |  | 00 | 00 | 000 | 000 | 00.00.000
2142 | Ss_90_08 | 90 | 08 |  |  | Demand related to outdoor space |  |  |  |  | 00 | 00 | 000 | 000 | 00.00.000
2143 | Ss_90_09 | 90 | 09 |  |  | Workplace |  |  |  |  | 00 | 00 | 000 | 000 | 00.00.000
2144 | Ss_90_10 | 90 | 10 |  |  | Specific demand related to space and infrastructure |  |  |  |  | 00 | 00 | 000 | 000 | 00.00.000
2145 | Ss_90_11 | 90 | 11 |  |  | Demand for health, safety and security |  |  |  |  | 00 | 00 | 000 | 000 | 00.00.000
2146 | Ss_90_12 | 90 | 12 |  |  | Hospitality demands |  |  |  |  | 00 | 00 | 000 | 000 | 00.00.000
2147 | Ss_90_13 | 90 | 13 |  |  | Demand for information and communication |  |  |  |  | 00 | 00 | 000 | 000 | 00.00.000
2148 | Ss_90_14 | 90 | 14 |  |  | Demand for logistics |  |  |  |  | 00 | 00 | 000 | 000 | 00.00.000
2149 | Ss_90_15 | 90 | 15 |  |  | Demand for integrated management, consultancy and administration |  |  |  |  | 00 | 00 | 000 | 000 | 00.00.000
2150 | Ss_90_20 | 90 | 20 |  |  | Specific demand of administrative, commercial and protective services |  |  |  |  | 00 | 00 | 000 | 000 | 00.00.000
2151 | Ss_90_25 | 90 | 25 |  |  | Specific demand of cultural, educational, scientific and information organizations |  |  |  |  | 00 | 00 | 000 | 000 | 00.00.000
2152 | Ss_90_30 | 90 | 30 |  |  | Specific demand of industrial organizations |  |  |  |  | 00 | 00 | 000 | 000 | 00.00.000
2153 | Ss_90_35 | 90 | 35 |  |  | Specific demand of medical, health, welfare and sanitary organizations |  |  |  |  | 00 | 00 | 000 | 000 | 00.00.000
2154 | Ss_90_40 | 90 | 40 |  |  | Specific demand of recreational organizations |  |  |  |  | 00 | 00 | 000 | 000 | 00.00.000
2155 | Ss_90_45 | 90 | 45 |  |  | Specific demand of residential organizations |  |  |  |  | 00 | 00 | 000 | 000 | 00.00.000
2156 | Ss_90_50 | 90 | 50 |  |  | Specific demand of disposal organizations |  |  |  |  | 00 | 00 | 000 | 000 | 00.00.000
2157 | Ss_90_55 | 90 | 55 |  |  | Specific demand of piped supply organizations |  |  |  |  | 00 | 00 | 000 | 000 | 00.00.000
2158 | Ss_90_60 | 90 | 60 |  |  | Specific demand of heating, cooling and refrigeration organizations |  |  |  |  | 00 | 00 | 000 | 000 | 00.00.000
2159 | Ss_90_65 | 90 | 65 |  |  | Specific demand of ventilation and air conditioning organizations |  |  |  |  | 00 | 00 | 000 | 000 | 00.00.000
2160 | Ss_90_70 | 90 | 70 |  |  | Specific demand of electrical organizations |  |  |  |  | 00 | 00 | 000 | 000 | 00.00.000
2161 | Ss_90_75 | 90 | 75 |  |  | Specific demand of communications, security, safety and protection organisations |  |  |  |  | 00 | 00 | 000 | 000 | 00.00.000
2162 | Ss_90_80 | 90 | 80 |  |  | Specific demand of rail organizations |  |  |  |  | 00 | 00 | 000 | 000 | 00.00.000
2163 | Ss_90_81 | 90 | 81 |  |  | Specific demand of road organizations |  |  |  |  | 00 | 00 | 000 | 000 | 00.00.000
2164 | Ss_90_82 | 90 | 82 |  |  | Specific demand of marine and waterway organizations |  |  |  |  | 00 | 00 | 000 | 000 | 00.00.000
2165 | Ss_90_83 | 90 | 83 |  |  | Specific demand of cable transport organizations |  |  |  |  | 00 | 00 | 000 | 000 | 00.00.000
2166 | Ss_90_84 | 90 | 84 |  |  | Specific demand of aerospace organizations |  |  |  |  | 00 | 00 | 000 | 000 | 00.00.000
[11 empty] | 00 | 00 | 000 | 000 | 00.00.000
[11 empty] | 00 | 00 | 000 | 000 | 00.00.000
[11 empty] | 00 | 00 | 000 | 000 | 00.00.000
[11 empty] | 00 | 00 | 000 | 000 | 00.00.000
[11 empty] | 00 | 00 | 000 | 000 | 00.00.000
[11 empty] | 00 | 00 | 000 | 000 | 00.00.000
[11 empty] | 00 | 00 | 000 | 000 | 00.00.000
[11 empty] | 00 | 00 | 000 | 000 | 00.00.000
[11 empty] | 00 | 00 | 000 | 000 | 00.00.000
[11 empty] | 00 | 00 | 000 | 000 | 00.00.000
[11 empty] | 00 | 00 | 000 | 000 | 00.00.000
[11 empty] | 00 | 00 | 000 | 000 | 00.00.000
[11 empty] | 00 | 00 | 000 | 000 | 00.00.000
[11 empty] | 00 | 00 | 000 | 000 | 00.00.000
[11 empty] | 00 | 00 | 000 | 000 | 00.00.000
[11 empty] | 00 | 00 | 000 | 000 | 00.00.000
[11 empty] | 00 | 00 | 000 | 000 | 00.00.000
[11 empty] | 00 | 00 | 000 | 000 | 00.00.000
[11 empty] | 00 | 00 | 000 | 000 | 00.00.000
[11 empty] | 00 | 00 | 000 | 000 | 00.00.000
[11 empty] | 00 | 00 | 000 | 000 | 00.00.000
[11 empty] | 00 | 00 | 000 | 000 | 00.00.000
[11 empty] | 00 | 00 | 000 | 000 | 00.00.000
[11 empty] | 00 | 00 | 000 | 000 | 00.00.000
[11 empty] | 00 | 00 | 000 | 000 | 00.00.000
[11 empty] | 00 | 00 | 000 | 000 | 00.00.000
[11 empty] | 00 | 00 | 000 | 000 | 00.00.000
[11 empty] | 00 | 00 | 000 | 000 | 00.00.000
[11 empty] | 00 | 00 | 000 | 000 | 00.00.000
[11 empty] | 00 | 00 | 000 | 000 | 00.00.000
[11 empty] | 00 | 00 | 000 | 000 | 00.00.000
[11 empty] | 00 | 00 | 000 | 000 | 00.00.000
[11 empty] | 00 | 00 | 000 | 000 | 00.00.000
[11 empty] | 00 | 00 | 000 | 000 | 00.00.000
[11 empty] | 00 | 00 | 000 | 000 | 00.00.000
[11 empty] | 00 | 00 | 000 | 000 | 00.00.000
[11 empty] | 00 | 00 | 000 | 000 | 00.00.000
[11 empty] | 00 | 00 | 000 | 000 | 00.00.000
[11 empty] | 00 | 00 | 000 | 000 | 00.00.000
[11 empty] | 00 | 00 | 000 | 000 | 00.00.000
[11 empty] | 00 | 00 | 000 | 000 | 00.00.000
[11 empty] | 00 | 00 | 000 | 000 | 00.00.000
[11 empty] | 00 | 00 | 000 | 000 | 00.00.000
[11 empty] | 00 | 00 | 000 | 000 | 00.00.000
[11 empty] | 00 | 00 | 000 | 000 | 00.00.000
[11 empty] | 00 | 00 | 000 | 000 | 00.00.000
[11 empty] | 00 | 00 | 000 | 000 | 00.00.000
[11 empty] | 00 | 00 | 000 | 000 | 00.00.000
[11 empty] | 00 | 00 | 000 | 000 | 00.00.000
[11 empty] | 00 | 00 | 000 | 000 | 00.00.000
[11 empty] | 00 | 00 | 000 | 000 | 00.00.000
[11 empty] | 00 | 00 | 000 | 000 | 00.00.000
[11 empty] | 00 | 00 | 000 | 000 | 00.00.000
[11 empty] | 00 | 00 | 000 | 000 | 00.00.000
[11 empty] | 00 | 00 | 000 | 000 | 00.00.000
[11 empty] | 00 | 00 | 000 | 000 | 00.00.000
[11 empty] | 00 | 00 | 000 | 000 | 00.00.000
[11 empty] | 00 | 00 | 000 | 000 | 00.00.000
[11 empty] | 00 | 00 | 000 | 000 | 00.00.000
[11 empty] | 00 | 00 | 000 | 000 | 00.00.000
[11 empty] | 00 | 00 | 000 | 000 | 00.00.000
[11 empty] | 00 | 00 | 000 | 000 | 00.00.000
[11 empty] | 00 | 00 | 000 | 000 | 00.00.000
[11 empty] | 00 | 00 | 000 | 000 | 00.00.000
[11 empty] | 00 | 00 | 000 | 000 | 00.00.000
[11 empty] | 00 | 00 | 000 | 000 | 00.00.000
[11 empty] | 00 | 00 | 000 | 000 | 00.00.000
[11 empty] | 00 | 00 | 000 | 000 | 00.00.000
[11 empty] | 00 | 00 | 000 | 000 | 00.00.000
[11 empty] | 00 | 00 | 000 | 000 | 00.00.000
[11 empty] | 00 | 00 | 000 | 000 | 00.00.000
[11 empty] | 00 | 00 | 000 | 000 | 00.00.000
[11 empty] | 00 | 00 | 000 | 000 | 00.00.000
[11 empty] | 00 | 00 | 000 | 000 | 00.00.000
[11 empty] | 00 | 00 | 000 | 000 | 00.00.000
[11 empty] | 00 | 00 | 000 | 000 | 00.00.000
[11 empty] | 00 | 00 | 000 | 000 | 00.00.000
[11 empty] | 00 | 00 | 000 | 000 | 00.00.000
[11 empty] | 00 | 00 | 000 | 000 | 00.00.000
[11 empty] | 00 | 00 | 000 | 000 | 00.00.000
[11 empty] | 00 | 00 | 000 | 000 | 00.00.000
[11 empty] | 00 | 00 | 000 | 000 | 00.00.000
[11 empty] | 00 | 00 | 000 | 000 | 00.00.000
[11 empty] | 00 | 00 | 000 | 000 | 00.00.000
[11 empty] | 00 | 00 | 000 | 000 | 00.00.000
[11 empty] | 00 | 00 | 000 | 000 | 00.00.000
[11 empty] | 00 | 00 | 000 | 000 | 00.00.000
[11 empty] | 00 | 00 | 000 | 000 | 00.00.000
[11 empty] | 00 | 00 | 000 | 000 | 00.00.000
[11 empty] | 00 | 00 | 000 | 000 | 00.00.000
[11 empty] | 00 | 00 | 000 | 000 | 00.00.000
[11 empty] | 00 | 00 | 000 | 000 | 00.00.000
[11 empty] | 00 | 00 | 000 | 000 | 00.00.000
[11 empty] | 00 | 00 | 000 | 000 | 00.00.000
[11 empty] | 00 | 00 | 000 | 000 | 00.00.000
[11 empty] | 00 | 00 | 000 | 000 | 00.00.000
[11 empty] | 00 | 00 | 000 | 000 | 00.00.000
[11 empty] | 00 | 00 | 000 | 000 | 00.00.000
[11 empty] | 00 | 00 | 000 | 000 | 00.00.000
[11 empty] | 00 | 00 | 000 | 000 | 00.00.000
[11 empty] | 00 | 00 | 000 | 000 | 00.00.000
[11 empty] | 00 | 00 | 000 | 000 | 00.00.000
[11 empty] | 00 | 00 | 000 | 000 | 00.00.000
[11 empty] | 00 | 00 | 000 | 000 | 00.00.000
[11 empty] | 00 | 00 | 000 | 000 | 00.00.000
[11 empty] | 00 | 00 | 000 | 000 | 00.00.000
[11 empty] | 00 | 00 | 000 | 000 | 00.00.000
[11 empty] | 00 | 00 | 000 | 000 | 00.00.000
[11 empty] | 00 | 00 | 000 | 000 | 00.00.000
[11 empty] | 00 | 00 | 000 | 000 | 00.00.000
[11 empty] | 00 | 00 | 000 | 000 | 00.00.000
[11 empty] | 00 | 00 | 000 | 000 | 00.00.000
[11 empty] | 00 | 00 | 000 | 000 | 00.00.000
[11 empty] | 00 | 00 | 000 | 000 | 00.00.000
[11 empty] | 00 | 00 | 000 | 000 | 00.00.000
[11 empty] | 00 | 00 | 000 | 000 | 00.00.000
[11 empty] | 00 | 00 | 000 | 000 | 00.00.000
[11 empty] | 00 | 00 | 000 | 000 | 00.00.000
[11 empty] | 00 | 00 | 000 | 000 | 00.00.000
[11 empty] | 00 | 00 | 000 | 000 | 00.00.000
[11 empty] | 00 | 00 | 000 | 000 | 00.00.000
[11 empty] | 00 | 00 | 000 | 000 | 00.00.000
[11 empty] | 00 | 00 | 000 | 000 | 00.00.000
[11 empty] | 00 | 00 | 000 | 000 | 00.00.000
[11 empty] | 00 | 00 | 000 | 000 | 00.00.000
[11 empty] | 00 | 00 | 000 | 000 | 00.00.000
[11 empty] | 00 | 00 | 000 | 000 | 00.00.000
[11 empty] | 00 | 00 | 000 | 000 | 00.00.000
[11 empty] | 00 | 00 | 000 | 000 | 00.00.000
[11 empty] | 00 | 00 | 000 | 000 | 00.00.000
[11 empty] | 00 | 00 | 000 | 000 | 00.00.000
[11 empty] | 00 | 00 | 000 | 000 | 00.00.000
[11 empty] | 00 | 00 | 000 | 000 | 00.00.000
[11 empty] | 00 | 00 | 000 | 000 | 00.00.000
[11 empty] | 00 | 00 | 000 | 000 | 00.00.000
[11 empty] | 00 | 00 | 000 | 000 | 00.00.000
[11 empty] | 00 | 00 | 000 | 000 | 00.00.000
[11 empty] | 00 | 00 | 000 | 000 | 00.00.000
[11 empty] | 00 | 00 | 000 | 000 | 00.00.000
[11 empty] | 00 | 00 | 000 | 000 | 00.00.000
[11 empty] | 00 | 00 | 000 | 000 | 00.00.000
[11 empty] | 00 | 00 | 000 | 000 | 00.00.000
[11 empty] | 00 | 00 | 000 | 000 | 00.00.000
[11 empty] | 00 | 00 | 000 | 000 | 00.00.000
[11 empty] | 00 | 00 | 000 | 000 | 00.00.000
[11 empty] | 00 | 00 | 000 | 000 | 00.00.000
[11 empty] | 00 | 00 | 000 | 000 | 00.00.000
[11 empty] | 00 | 00 | 000 | 000 | 00.00.000
[11 empty] | 00 | 00 | 000 | 000 | 00.00.000
[11 empty] | 00 | 00 | 000 | 000 | 00.00.000
[11 empty] | 00 | 00 | 000 | 000 | 00.00.000
[11 empty] | 00 | 00 | 000 | 000 | 00.00.000
[11 empty] | 00 | 00 | 000 | 000 | 00.00.000
[11 empty] | 00 | 00 | 000 | 000 | 00.00.000
[11 empty] | 00 | 00 | 000 | 000 | 00.00.000
[11 empty] | 00 | 00 | 000 | 000 | 00.00.000
[11 empty] | 00 | 00 | 000 | 000 | 00.00.000
[11 empty] | 00 | 00 | 000 | 000 | 00.00.000
[11 empty] | 00 | 00 | 000 | 000 | 00.00.000
[11 empty] | 00 | 00 | 000 | 000 | 00.00.000
[11 empty] | 00 | 00 | 000 | 000 | 00.00.000
[11 empty] | 00 | 00 | 000 | 000 | 00.00.000
[11 empty] | 00 | 00 | 000 | 000 | 00.00.000
[11 empty] | 00 | 00 | 000 | 000 | 00.00.000
[11 empty] | 00 | 00 | 000 | 000 | 00.00.000
[11 empty] | 00 | 00 | 000 | 000 | 00.00.000
[11 empty] | 00 | 00 | 000 | 000 | 00.00.000
[11 empty] | 00 | 00 | 000 | 000 | 00.00.000
[11 empty] | 00 | 00 | 000 | 000 | 00.00.000
[11 empty] | 00 | 00 | 000 | 000 | 00.00.000
[11 empty] | 00 | 00 | 000 | 000 | 00.00.000
[11 empty] | 00 | 00 | 000 | 000 | 00.00.000
[11 empty] | 00 | 00 | 000 | 000 | 00.00.000
[11 empty] | 00 | 00 | 000 | 000 | 00.00.000
[11 empty] | 00 | 00 | 000 | 000 | 00.00.000
[11 empty] | 00 | 00 | 000 | 000 | 00.00.000
[11 empty] | 00 | 00 | 000 | 000 | 00.00.000
[11 empty] | 00 | 00 | 000 | 000 | 00.00.000
[11 empty] | 00 | 00 | 000 | 000 | 00.00.000
[11 empty] | 00 | 00 | 000 | 000 | 00.00.000
[11 empty] | 00 | 00 | 000 | 000 | 00.00.000
[11 empty] | 00 | 00 | 000 | 000 | 00.00.000
[11 empty] | 00 | 00 | 000 | 000 | 00.00.000
[11 empty] | 00 | 00 | 000 | 000 | 00.00.000
[11 empty] | 00 | 00 | 000 | 000 | 00.00.000
[11 empty] | 00 | 00 | 000 | 000 | 00.00.000
[11 empty] | 00 | 00 | 000 | 000 | 00.00.000
[11 empty] | 00 | 00 | 000 | 000 | 00.00.000
[11 empty] | 00 | 00 | 000 | 000 | 00.00.000
[11 empty] | 00 | 00 | 000 | 000 | 00.00.000
[11 empty] | 00 | 00 | 000 | 000 | 00.00.000
[11 empty] | 00 | 00 | 000 | 000 | 00.00.000
[11 empty] | 00 | 00 | 000 | 000 | 00.00.000
[11 empty] | 00 | 00 | 000 | 000 | 00.00.000
[11 empty] | 00 | 00 | 000 | 000 | 00.00.000
[11 empty] | 00 | 00 | 000 | 000 | 00.00.000
[11 empty] | 00 | 00 | 000 | 000 | 00.00.000
[11 empty] | 00 | 00 | 000 | 000 | 00.00.000
[11 empty] | 00 | 00 | 000 | 000 | 00.00.000
[11 empty] | 00 | 00 | 000 | 000 | 00.00.000
[11 empty] | 00 | 00 | 000 | 000 | 00.00.000
[11 empty] | 00 | 00 | 000 | 000 | 00.00.000
[11 empty] | 00 | 00 | 000 | 000 | 00.00.000
[11 empty] | 00 | 00 | 000 | 000 | 00.00.000
[11 empty] | 00 | 00 | 000 | 000 | 00.00.000
[11 empty] | 00 | 00 | 000 | 000 | 00.00.000
[11 empty] | 00 | 00 | 000 | 000 | 00.00.000
[11 empty] | 00 | 00 | 000 | 000 | 00.00.000
[11 empty] | 00 | 00 | 000 | 000 | 00.00.000
[11 empty] | 00 | 00 | 000 | 000 | 00.00.000
[11 empty] | 00 | 00 | 000 | 000 | 00.00.000
[11 empty] | 00 | 00 | 000 | 000 | 00.00.000
[11 empty] | 00 | 00 | 000 | 000 | 00.00.000
[11 empty] | 00 | 00 | 000 | 000 | 00.00.000
[11 empty] | 00 | 00 | 000 | 000 | 00.00.000
[11 empty] | 00 | 00 | 000 | 000 | 00.00.000
[11 empty] | 00 | 00 | 000 | 000 | 00.00.000
[11 empty] | 00 | 00 | 000 | 000 | 00.00.000
[11 empty] | 00 | 00 | 000 | 000 | 00.00.000
[11 empty] | 00 | 00 | 000 | 000 | 00.00.000
[11 empty] | 00 | 00 | 000 | 000 | 00.00.000
[11 empty] | 00 | 00 | 000 | 000 | 00.00.000
[11 empty] | 00 | 00 | 000 | 000 | 00.00.000
[11 empty] | 00 | 00 | 000 | 000 | 00.00.000
[11 empty] | 00 | 00 | 000 | 000 | 00.00.000
[11 empty] | 00 | 00 | 000 | 000 | 00.00.000
[11 empty] | 00 | 00 | 000 | 000 | 00.00.000
[11 empty] | 00 | 00 | 000 | 000 | 00.00.000
[11 empty] | 00 | 00 | 000 | 000 | 00.00.000
[11 empty] | 00 | 00 | 000 | 000 | 00.00.000
[11 empty] | 00 | 00 | 000 | 000 | 00.00.000
[11 empty] | 00 | 00 | 000 | 000 | 00.00.000
[11 empty] | 00 | 00 | 000 | 000 | 00.00.000
[11 empty] | 00 | 00 | 000 | 000 | 00.00.000
[11 empty] | 00 | 00 | 000 | 000 | 00.00.000
[11 empty] | 00 | 00 | 000 | 000 | 00.00.000
[11 empty] | 00 | 00 | 000 | 000 | 00.00.000
[11 empty] | 00 | 00 | 000 | 000 | 00.00.000
[11 empty] | 00 | 00 | 000 | 000 | 00.00.000
[11 empty] | 00 | 00 | 000 | 000 | 00.00.000
[11 empty] | 00 | 00 | 000 | 000 | 00.00.000
[11 empty] | 00 | 00 | 000 | 000 | 00.00.000
[11 empty] | 00 | 00 | 000 | 000 | 00.00.000
[11 empty] | 00 | 00 | 000 | 000 | 00.00.000
[11 empty] | 00 | 00 | 000 | 000 | 00.00.000
[11 empty] | 00 | 00 | 000 | 000 | 00.00.000
[11 empty] | 00 | 00 | 000 | 000 | 00.00.000
[11 empty] | 00 | 00 | 000 | 000 | 00.00.000
[11 empty] | 00 | 00 | 000 | 000 | 00.00.000
[11 empty] | 00 | 00 | 000 | 000 | 00.00.000
[11 empty] | 00 | 00 | 000 | 000 | 00.00.000
[11 empty] | 00 | 00 | 000 | 000 | 00.00.000
[11 empty] | 00 | 00 | 000 | 000 | 00.00.000
[11 empty] | 00 | 00 | 000 | 000 | 00.00.000
[11 empty] | 00 | 00 | 000 | 000 | 00.00.000
[11 empty] | 00 | 00 | 000 | 000 | 00.00.000
[11 empty] | 00 | 00 | 000 | 000 | 00.00.000
[11 empty] | 00 | 00 | 000 | 000 | 00.00.000
[11 empty] | 00 | 00 | 000 | 000 | 00.00.000
[11 empty] | 00 | 00 | 000 | 000 | 00.00.000
[11 empty] | 00 | 00 | 000 | 000 | 00.00.000
[11 empty] | 00 | 00 | 000 | 000 | 00.00.000
[11 empty] | 00 | 00 | 000 | 000 | 00.00.000
[11 empty] | 00 | 00 | 000 | 000 | 00.00.000
[11 empty] | 00 | 00 | 000 | 000 | 00.00.000
[11 empty] | 00 | 00 | 000 | 000 | 00.00.000
[11 empty] | 00 | 00 | 000 | 000 | 00.00.000
[11 empty] | 00 | 00 | 000 | 000 | 00.00.000
[11 empty] | 00 | 00 | 000 | 000 | 00.00.000
[11 empty] | 00 | 00 | 000 | 000 | 00.00.000
[11 empty] | 00 | 00 | 000 | 000 | 00.00.000
[11 empty] | 00 | 00 | 000 | 000 | 00.00.000
[11 empty] | 00 | 00 | 000 | 000 | 00.00.000
[11 empty] | 00 | 00 | 000 | 000 | 00.00.000
[11 empty] | 00 | 00 | 000 | 000 | 00.00.000
[11 empty] | 00 | 00 | 000 | 000 | 00.00.000
[11 empty] | 00 | 00 | 000 | 000 | 00.00.000
[11 empty] | 00 | 00 | 000 | 000 | 00.00.000
[11 empty] | 00 | 00 | 000 | 000 | 00.00.000
[11 empty] | 00 | 00 | 000 | 000 | 00.00.000
[11 empty] | 00 | 00 | 000 | 000 | 00.00.000
[11 empty] | 00 | 00 | 000 | 000 | 00.00.000
[11 empty] | 00 | 00 | 000 | 000 | 00.00.000
[11 empty] | 00 | 00 | 000 | 000 | 00.00.000
[11 empty] | 00 | 00 | 000 | 000 | 00.00.000
[11 empty] | 00 | 00 | 000 | 000 | 00.00.000
[11 empty] | 00 | 00 | 000 | 000 | 00.00.000
[11 empty] | 00 | 00 | 000 | 000 | 00.00.000
[11 empty] | 00 | 00 | 000 | 000 | 00.00.000
[11 empty] | 00 | 00 | 000 | 000 | 00.00.000
[11 empty] | 00 | 00 | 000 | 000 | 00.00.000
[11 empty] | 00 | 00 | 000 | 000 | 00.00.000
[11 empty] | 00 | 00 | 000 | 000 | 00.00.000
[11 empty] | 00 | 00 | 000 | 000 | 00.00.000
[11 empty] | 00 | 00 | 000 | 000 | 00.00.000
[11 empty] | 00 | 00 | 000 | 000 | 00.00.000
[11 empty] | 00 | 00 | 000 | 000 | 00.00.000
[11 empty] | 00 | 00 | 000 | 000 | 00.00.000
[11 empty] | 00 | 00 | 000 | 000 | 00.00.000
[11 empty] | 00 | 00 | 000 | 000 | 00.00.000
[11 empty] | 00 | 00 | 000 | 000 | 00.00.000
[11 empty] | 00 | 00 | 000 | 000 | 00.00.000
[11 empty] | 00 | 00 | 000 | 000 | 00.00.000
[11 empty] | 00 | 00 | 000 | 000 | 00.00.000
[11 empty] | 00 | 00 | 000 | 000 | 00.00.000
[11 empty] | 00 | 00 | 000 | 000 | 00.00.000
[11 empty] | 00 | 00 | 000 | 000 | 00.00.000
[11 empty] | 00 | 00 | 000 | 000 | 00.00.000
[11 empty] | 00 | 00 | 000 | 000 | 00.00.000
[11 empty] | 00 | 00 | 000 | 000 | 00.00.000
[11 empty] | 00 | 00 | 000 | 000 | 00.00.000
[11 empty] | 00 | 00 | 000 | 000 | 00.00.000
[11 empty] | 00 | 00 | 000 | 000 | 00.00.000
[11 empty] | 00 | 00 | 000 | 000 | 00.00.000
[11 empty] | 00 | 00 | 000 | 000 | 00.00.000
[11 empty] | 00 | 00 | 000 | 000 | 00.00.000
[11 empty] | 00 | 00 | 000 | 000 | 00.00.000
[11 empty] | 00 | 00 | 000 | 000 | 00.00.000
[11 empty] | 00 | 00 | 000 | 000 | 00.00.000
[11 empty] | 00 | 00 | 000 | 000 | 00.00.000
[11 empty] | 00 | 00 | 000 | 000 | 00.00.000
[11 empty] | 00 | 00 | 000 | 000 | 00.00.000
[11 empty] | 00 | 00 | 000 | 000 | 00.00.000
[11 empty] | 00 | 00 | 000 | 000 | 00.00.000
[11 empty] | 00 | 00 | 000 | 000 | 00.00.000
[11 empty] | 00 | 00 | 000 | 000 | 00.00.000
[11 empty] | 00 | 00 | 000 | 000 | 00.00.000
[11 empty] | 00 | 00 | 000 | 000 | 00.00.000
[11 empty] | 00 | 00 | 000 | 000 | 00.00.000
[11 empty] | 00 | 00 | 000 | 000 | 00.00.000
[11 empty] | 00 | 00 | 000 | 000 | 00.00.000
[11 empty] | 00 | 00 | 000 | 000 | 00.00.000
[11 empty] | 00 | 00 | 000 | 000 | 00.00.000
[11 empty] | 00 | 00 | 000 | 000 | 00.00.000
[11 empty] | 00 | 00 | 000 | 000 | 00.00.000
[11 empty] | 00 | 00 | 000 | 000 | 00.00.000
[11 empty] | 00 | 00 | 000 | 000 | 00.00.000
[11 empty] | 00 | 00 | 000 | 000 | 00.00.000
[11 empty] | 00 | 00 | 000 | 000 | 00.00.000
[11 empty] | 00 | 00 | 000 | 000 | 00.00.000
[11 empty] | 00 | 00 | 000 | 000 | 00.00.000
[11 empty] | 00 | 00 | 000 | 000 | 00.00.000
[11 empty] | 00 | 00 | 000 | 000 | 00.00.000
[11 empty] | 00 | 00 | 000 | 000 | 00.00.000
[11 empty] | 00 | 00 | 000 | 000 | 00.00.000
[11 empty] | 00 | 00 | 000 | 000 | 00.00.000
[11 empty] | 00 | 00 | 000 | 000 | 00.00.000
[11 empty] | 00 | 00 | 000 | 000 | 00.00.000
[11 empty] | 00 | 00 | 000 | 000 | 00.00.000
[11 empty] | 00 | 00 | 000 | 000 | 00.00.000
[11 empty] | 00 | 00 | 000 | 000 | 00.00.000
[11 empty] | 00 | 00 | 000 | 000 | 00.00.000
[11 empty] | 00 | 00 | 000 | 000 | 00.00.000
[11 empty] | 00 | 00 | 000 | 000 | 00.00.000
[11 empty] | 00 | 00 | 000 | 000 | 00.00.000
[11 empty] | 00 | 00 | 000 | 000 | 00.00.000
[11 empty] | 00 | 00 | 000 | 000 | 00.00.000
[11 empty] | 00 | 00 | 000 | 000 | 00.00.000
[11 empty] | 00 | 00 | 000 | 000 | 00.00.000
[11 empty] | 00 | 00 | 000 | 000 | 00.00.000
[11 empty] | 00 | 00 | 000 | 000 | 00.00.000
[11 empty] | 00 | 00 | 000 | 000 | 00.00.000
[11 empty] | 00 | 00 | 000 | 000 | 00.00.000
[11 empty] | 00 | 00 | 000 | 000 | 00.00.000
[11 empty] | 00 | 00 | 000 | 000 | 00.00.000
[11 empty] | 00 | 00 | 000 | 000 | 00.00.000
[11 empty] | 00 | 00 | 000 | 000 | 00.00.000
[11 empty] | 00 | 00 | 000 | 000 | 00.00.000
[11 empty] | 00 | 00 | 000 | 000 | 00.00.000
[11 empty] | 00 | 00 | 000 | 000 | 00.00.000
[11 empty] | 00 | 00 | 000 | 000 | 00.00.000
[11 empty] | 00 | 00 | 000 | 000 | 00.00.000
[11 empty] | 00 | 00 | 000 | 000 | 00.00.000
[11 empty] | 00 | 00 | 000 | 000 | 00.00.000
[11 empty] | 00 | 00 | 000 | 000 | 00.00.000
[11 empty] | 00 | 00 | 000 | 000 | 00.00.000
[11 empty] | 00 | 00 | 000 | 000 | 00.00.000
[11 empty] | 00 | 00 | 000 | 000 | 00.00.000
[11 empty] | 00 | 00 | 000 | 000 | 00.00.000
[11 empty] | 00 | 00 | 000 | 000 | 00.00.000
[11 empty] | 00 | 00 | 000 | 000 | 00.00.000
[11 empty] | 00 | 00 | 000 | 000 | 00.00.000
[11 empty] | 00 | 00 | 000 | 000 | 00.00.000
[11 empty] | 00 | 00 | 000 | 000 | 00.00.000
[11 empty] | 00 | 00 | 000 | 000 | 00.00.000
[11 empty] | 00 | 00 | 000 | 000 | 00.00.000
[11 empty] | 00 | 00 | 000 | 000 | 00.00.000
[11 empty] | 00 | 00 | 000 | 000 | 00.00.000
[11 empty] | 00 | 00 | 000 | 000 | 00.00.000
[11 empty] | 00 | 00 | 000 | 000 | 00.00.000
[11 empty] | 00 | 00 | 000 | 000 | 00.00.000
[11 empty] | 00 | 00 | 000 | 000 | 00.00.000
[11 empty] | 00 | 00 | 000 | 000 | 00.00.000
[11 empty] | 00 | 00 | 000 | 000 | 00.00.000
[11 empty] | 00 | 00 | 000 | 000 | 00.00.000
[11 empty] | 00 | 00 | 000 | 000 | 00.00.000
[11 empty] | 00 | 00 | 000 | 000 | 00.00.000
[11 empty] | 00 | 00 | 000 | 000 | 00.00.000
[11 empty] | 00 | 00 | 000 | 000 | 00.00.000
[11 empty] | 00 | 00 | 000 | 000 | 00.00.000
[11 empty] | 00 | 00 | 000 | 000 | 00.00.000
[11 empty] | 00 | 00 | 000 | 000 | 00.00.000
[11 empty] | 00 | 00 | 000 | 000 | 00.00.000
[11 empty] | 00 | 00 | 000 | 000 | 00.00.000
[11 empty] | 00 | 00 | 000 | 000 | 00.00.000
[11 empty] | 00 | 00 | 000 | 000 | 00.00.000
[11 empty] | 00 | 00 | 000 | 000 | 00.00.000
[11 empty] | 00 | 00 | 000 | 000 | 00.00.000
[11 empty] | 00 | 00 | 000 | 000 | 00.00.000
[11 empty] | 00 | 00 | 000 | 000 | 00.00.000
[11 empty] | 00 | 00 | 000 | 000 | 00.00.000
[11 empty] | 00 | 00 | 000 | 000 | 00.00.000
[11 empty] | 00 | 00 | 000 | 000 | 00.00.000
[11 empty] | 00 | 00 | 000 | 000 | 00.00.000
[11 empty] | 00 | 00 | 000 | 000 | 00.00.000
[11 empty] | 00 | 00 | 000 | 000 | 00.00.000
[11 empty] | 00 | 00 | 000 | 000 | 00.00.000
[11 empty] | 00 | 00 | 000 | 000 | 00.00.000
[11 empty] | 00 | 00 | 000 | 000 | 00.00.000
[11 empty] | 00 | 00 | 000 | 000 | 00.00.000
[11 empty] | 00 | 00 | 000 | 000 | 00.00.000
[11 empty] | 00 | 00 | 000 | 000 | 00.00.000
[11 empty] | 00 | 00 | 000 | 000 | 00.00.000
[11 empty] | 00 | 00 | 000 | 000 | 00.00.000
[11 empty] | 00 | 00 | 000 | 000 | 00.00.000
[11 empty] | 00 | 00 | 000 | 000 | 00.00.000
[11 empty] | 00 | 00 | 000 | 000 | 00.00.000
[11 empty] | 00 | 00 | 000 | 000 | 00.00.000
[11 empty] | 00 | 00 | 000 | 000 | 00.00.000
[11 empty] | 00 | 00 | 000 | 000 | 00.00.000
[11 empty] | 00 | 00 | 000 | 000 | 00.00.000
[11 empty] | 00 | 00 | 000 | 000 | 00.00.000
[11 empty] | 00 | 00 | 000 | 000 | 00.00.000
[11 empty] | 00 | 00 | 000 | 000 | 00.00.000
[11 empty] | 00 | 00 | 000 | 000 | 00.00.000
[11 empty] | 00 | 00 | 000 | 000 | 00.00.000
[11 empty] | 00 | 00 | 000 | 000 | 00.00.000
[11 empty] | 00 | 00 | 000 | 000 | 00.00.000
[11 empty] | 00 | 00 | 000 | 000 | 00.00.000
[11 empty] | 00 | 00 | 000 | 000 | 00.00.000
[11 empty] | 00 | 00 | 000 | 000 | 00.00.000
[11 empty] | 00 | 00 | 000 | 000 | 00.00.000
[11 empty] | 00 | 00 | 000 | 000 | 00.00.000
[11 empty] | 00 | 00 | 000 | 000 | 00.00.000
[11 empty] | 00 | 00 | 000 | 000 | 00.00.000
[11 empty] | 00 | 00 | 000 | 000 | 00.00.000
[11 empty] | 00 | 00 | 000 | 000 | 00.00.000
[11 empty] | 00 | 00 | 000 | 000 | 00.00.000
[11 empty] | 00 | 00 | 000 | 000 | 00.00.000
[11 empty] | 00 | 00 | 000 | 000 | 00.00.000